## Cover & Publication Info
CIBSE Embodied Carbon Calculator: United Kingdom (beta version 1.2)
(TM65 Embodied carbon in building services: a calculation methodology Digital Tool)
Beta v1: 7th February 2022
Beta v1.1: 30th May 2022 (corrections made to cell protections)
Beta v 1.2: 26th October 2022 ('Embodied Carbon Calculator' renamed as 'Embodied Carbon Calculator: United Kingdom')
© The Chartered Institution of Building Services Engineers, London
Registered charity number 278104
Developed by
Carl Collins (CIBSE)
Based on TM65 Embodied carbon in building services: a calculation methodology,
authored by Louise Hamot and Clara Bagenal George (Elementa Consulting Ltd.)
Beta Testers
Louise Hamot (Elementa Consulting Ltd.), Clara Bagenal George (Elementa Consulting Ltd.), Roger Sexton (Stoane Lighting), Isabelle Smith (Atkins), Aidan Kelly (XCO2), Shane Orme (WSP), Simon Wyatt (Cundall), Julie Godefroy (CIBSE)
Editing, layout, typesetting and design Eileen Bell for CIBSE Knowledge
The rights of publication or translation are reserved. No part of this digital tool may be reproduced or transmitted in any form or by any means without the prior permission of the Institution.
This calculation tool is based on the best knowledge available at the time of publication. However no responsibility of any kind for any injury, death, loss, damage or delay however caused resulting from the use of these recommendations can be accepted by the Chartered Institution of Building Services Engineers, the authors or others involved in its publication. In adopting these recommendations for use each adopter by doing so agrees to accept full responsibility for any personal injury, death, loss, damage or delay arising out of or in connection with their use by or on behalf of such adopter irrespective of the cause or reason therefore and agrees to defend, indemnify and hold harmless the Chartered Institution of Building Services Engineers, the authors and others involved in their publication from any and all liability arising out of or in connection with such use as aforesaid and irrespective of any negligence on the part of those indemnified.

## Introduction & Instructions
Embodied Carbon Calculator: United Kingdom
Introduction and Instructions
Purple cells are compulsory
Yellow cells are cumpolsory drop-downs
Blue cells are optional
Green cells are optional drop-downs
Grey cells are protected
The CIBSE Embodied Carbon Calculator complements the CIBSE publication Embodied carbon in building services: a calculation methodology (TM65), and is intended to support consultants, researchers and manufacturers in implementing the TM65 methodology to calculate the embodied carbon of building services equipment when no Environmental Product Declaration (EPD) is available.
To use this tool:
1. Once it is confirmed that no EPD is available, ask the manufacturer to complete the CIBSE Embodied Carbon Manufacturer Form* (available at www.cibse.org/TM65.)
3. Copy and paste data from Sections A and B of the TM65 Manufacturer Form into the ‘Input’ tab of this tool.
- To complete a basic calculation, complete Section A only;
- To complete a more robust mid-level calculation, complete Sections A and B.
4. Input contact details (purple fields) and consent to information disclosure (yellow fields) in the appropriate 'Report' tab. The result may now be used as a self-assessed value for the embodied carbon of the product.**
5. Name the completed file with the following structure: CIBSE ECC - Manufacturer Name - Product Name (for example: CIBSE ECC - Heat Pumps R Us - ASHP1).
6. Send the file and the TM65 Manufacturer Form to embodiedcarbon@cibse.org. This will assist CIBSE in the development of an embodied carbon database, and contribute greatly to industry knowledge in this field.
Please note that the Embodied Carbon Calculator does not currently allow users to do the following:
- Alter recycling rates of materials at end of life from the default assumptions in TM65
- Add additional material types.
* The embodied carbon coefficients used in Section A of the TM65 Manufacturer Form are from the Embodied Carbon ICE Database version 3 (2019), available at https://circularecology.com/embodied-carbon-footprint-database.html.
** If results are published, please use the the following reference:
CIBSE (2022) Embodied Carbon Calculator: United Kingdom TM65 Digital Tool beta version 1.2, 26th October 2022 (London: Chartered Institution of Building Services Engineers)
If you are a manufacturer, please do not share this full tool with your clients. Instead, feel free to share the calculation results by selecting 'File/ Save as Adobe PDF/ and then selecting either the 'Basic Report' and 'Basic Report Chart' tabs, or the 'Mid-Level Report' and 'Mid-Level Report Chart' tabs, as appropriate. (You are welcome to share the Embodied Carbon Manufacturer Form with your clients).
Please do not share or distribute this tool to any other email address, or to any website or platform. If you would like to share the CIBSE Embodied Carbon Calculator, use the link www.cibse.org/TM65, where users will always be able to find the most up-to-date version of the tool.

## Input
Embodied Carbon Calculator: United Kingdom
Input
To create a basic report, complete all purple and yellow cells in Section A. Results will be displayed in the 'Basic Report' and the 'Basic Report Chart' tabs.
To create a more robust mid-level report, complete all purple and yellow cells in Sections A and B. Results will be displayed in the 'Mid-level Report' and 'Mid-level Report Chart' tabs.
Information disclosure options can be found in section D.
General information
| Input |  |  |  |  | Notes
Type of product | Control Devices |  |  |  |  | For 'Type of Product', select the type that most closely resembles the product being analysed. This cell provides 'Rounds of Manufacture' data to the tool. Refer to TM65 for details.
Manufacturer | Tridium, Inc
Name of the product | IO-R-34 - Model #14022
Contact details (email address) | michael.smith5@tridium.com support@tridium.com
Section A: Essential information required for both 'Basic' and 'Mid-level' calculation
| Input |  |  |  |  | Notes
Capacity/size of equipment (kW; m³; litres; etc.) | Insert size here |  | Insert unit here (e.g. kW) |  |  | For heating/cooling equipment, please indicate whether the capacity is for heating or cooling, as appropriate
| 162 l x 116 w x 61 h |  | mm
Product service life (years) | 10 |  |  |  |  | Manufacturer estimation, true service life dependant on environmental & installation conditions
Product weight (kg) | 0.41
Material % breakdown for at least 95% of product weight (excluding refrigerant charge). Materials are from TM65 and a selection from the ICE database. | Material | Material % by weight | Insert origin location, if known |  | Insert recycled content (%), if known | Insert origin location and recycled content, if known. Latitude is the angle from the equator to the position, positive for North, negative for South. Longitude is the angle from the Greenwich meridian, positive for East, negative for West. These values may be obtained from Google Maps.
|  |  | Latitude | Longitude
| ABS |  |  |  |  | Exact percentage of each material is not currently known. Percentages shown are a rough estimate based on the device diagram and listed materials.
| Aluminium | 0%
Brass
Cast iron
Ceramic
Copper
| Electronic component | 58%
Expanded polystyrene
Toughened Glass or San
Insulation (general)
Iron
Lithium
| Plastics (general) | 42%
Polyamide
Polycarbonate
Polyethylene (PP)
Polyurethane foam
Printed wiring board, mixed mounted
PVC pipe
PVC
Rubber
Silicon
Stainless steel
Steel (general or galvanised)
Zinc
Sapphire
Assembly
Nitrile Butadiene Rubber
Polyoxymethylene
Insert other material here
Insert other material here
Insert other material here
Insert other material here
| Total | 100% |  |  | 0% | Needs to be at least 95% of product weight. Cell will be green if requirement is met.
If refrigerant based: type of refrigerant used
If refrigerant based: refrigerant charge (kg) | 0
If refrigerant based: refrigerant leakage scenario | No refrigerant type |  |  |  |  | Type 0
List of components/materials typically replaced over the product service life | Insert component/material |  | Insert replacement rate (#) |  | Component name
Aligned with CIBSE TM65, if these field are left blank it is assumed that 10% of the materials are replaced in the lifetime of the product. How to calculate material replacement rate: Example 1: If all of the steel in the product is replaced once in the lifetime of the product, select steel and then input the replacement rate of 100%. Example 2: If there is a Steel component weighing 10% of all steel in the product and it is replaced 4 times during the lifetime of the product = 10 x 4 = 40%
Section B: Additional Information required for 'Mid-level' calculation only
| Input |  |  |  |  | Notes
Location of final assembly factory (nearest city lookup) | City |  | Latitude |  | Longitude | Nearest city lookup
| Taiwan |  | #N/A |  | #N/A | #N/A
Annual factory energy consumption (kW·h)* | Insert kW·h |  | Insert fuel type |  |  | Enter total factory energy consumption for Electricity (select location) and Gas (or other secondary fuel).
Total quantity of products related to the annual energy consumption above | Average total tonnage (all products) | Average total tonnage (this product) |  | Tonnage percentage | No. of Products | Enter total factory output tonnage and proportion of that tonnage related to this product. This will aportion the factory energy usage to the individual product.
0
List location of factories involved in supply chain before final assembly | Factory location | Component Weight (kg) | Insert factory location |  | Component name | If possible, list location and component/part of the product associated with it
|  |  | Latitude | Longitude
| Lookup |  | #N/A | #N/A
| Lookup |  | #N/A | #N/A
| Lookup |  | #N/A | #N/A
| Lookup |  | #N/A | #N/A
| Lookup |  | #N/A | #N/A
* Please provide information on the final assembly factory. If you have more information on energy consumption of factories in the supply chain then please email embodiedcarbon@cibse.org
C. Further Information (not used in calculations)
| Response |  | Qualifier |  |  | Notes
Data entered in this section is not used in either calculation
Information regarding operational efficiency | [5 empty] | For heating this would be SCOP, for cooling generation this would be SEER. For pumps this would be W/l·s–1.
Annual factory waste output (kg)* | [5 empty] | Either insert the total factory output or what you think is relevant to the manufacturing of the product. If you are giving outputs per product, please detail the assumptions.
Annual factory water consumption (m³)*
Does the factory produce renewable energy and, if so, how much (kW·h)*
Percentage of product reused at end of life (%)** | [5 empty] | If possible, describe which part of the product this refers to
Percentage of product recovered at end of life (%)** | [5 empty] | If possible, describe which part of the product this refers to
Percentage of product recycled at end of life (%) | [5 empty] | If possible, describe which part of the product this refers to
Warranty (years)
Cost (average sales price) (£)
Ownership model (product as a service?)
Maintenance recommendations and cycles
* Please provide information on the final assembly factory. If you have more information on energy consumption of factories in the supply chain then please email to embodiedcarbon@cibse.org
** Reused means that it will be reused for the same application that is was originally used for. Recovered means the component is used for a different application than it was originally used for.
D. Information disclosure
| Input |  |  |  |  | Notes
I consent to CIBSE’s use of the data contained in this form for research purposes. | No |  |  |  |  | If yes, please email this form to embodiedcarbon@cibse.org
I consent to CIBSE’s use of the data contained in this form for research purposes, on the condition that all identifying information is removed from any published output. | No
I consent to CIBSE’s use of the data contained in this form in order to establish an embodied carbon database for products used in building services, on the condition that all identifying information is removed from any published output. | No
Optional: I am interested in finding out about becoming a CIBSE embodied carbon research partner. | [5 empty] | If yes, please email embodiedcarbon@cibse.org for more information
Details
Please provide any relevant details and or further notes

## Basic Calculation (hidden)
EMBODIED CARBON OF MEP PRODUCTS — CALCULATION FORM — 'BASIC' METHOD
CIBSE would like to encourage and support analysis of embodied and whole life carbon of building services products and systems in order to address the embodied carbon MEP knowledge gap. CIBSE has developed a standard methodology for the assessment of embodied carbon for building services (CIBSE TM65), so that embodied carbon data calculated by different consultants and researchers can be brought together and compared, and thus rules of thumb concerning embodied carbon of MEP systems can be developed. To facilitate this, CIBSE encourages all consultants and researchers that have carried out embodied carbon calculation in line with CIBSE TM65 to submit their results to CIBSE using this reporting form to aid research in this field. Please complete the fields in grey below and email to embodiedcarbon@cibse.org. If possible, please also submit the manufacturer form provided by the manufacturer. If there has been deviation from the CIBSE TM65 methodology, either relating to methodology or assumptions then please highlight this in the notes/source column. Version released in June 2021.
Product information
Type of product | Control Devices
Capacity of equipment/size (kW; m3; litre; etc.) | 162 l x 116 w x 61 h mm
Product weight (kg) | 0.41
Material % breakdown for at least 95% of the product weight? (Y/N) | Y
Product service life (years) | 10
If refrigerant based, type of refrigerant used and GWP | 0 | #N/A
Refrigerant charge (kg) | 0
Product complexity category | 2 |  | See CIBSE TM65 Table 4.3
Embodied carbon results (kg CO2e) — without refrigerant leakage
A1: Material % breakdown for at least 95% of product weight (excluding refrigerant charge) | Material | Material % by weight | Insert recylced content (%), if known | Calculated Embodied Carbon
ABS
| Aluminium | 0% |  | 0
Brass
Cast iron
Ceramic
Copper
| Electronic component | 58% |  | 11.6522
Expanded polystyrene
#VALUE!
Insulation (general)
Iron
Lithium
| Plastics (general) | 42% |  | 0.56998
Polyamide
Polycarbonate
Polyethylene (PP)
Polyurethane foam
Printed wiring board, mixed mounted
PVC pipe
PVC
Rubber
Silicon
Stainless steel
| Steel (general or galvanised) | 0% |  | 0
Zinc
Sapphire
Assembly
Nitrile Butadiene Rubber
Toughened Glass or San
0
| Total | 100% | 0% | 12.2222
(A1) B3: List of components/materials typically replaced over the product service life | Insert component/material |  | Insert replacement rate (#) | Calculated Embodied Carbon
A1: Material extraction (components that are replaced in B3) |  |  |  | 1.2222
A1–A4, B3, C2–C4: Total embodied carbon with scale-up and buffer factor (excluding refrigerant leakage) |  |  |  | 24.4688
Embodied carbon result (kg CO2e) — refrigerant leakage only
B1 (refrigerant leakage during use) + C1 (refrigerant leakage at end of life) | 0 | 0 |  | 0
Embodied carbon result with 'basic' calculation method (kg CO2e) — total
Result of 'basic' calculation method |  |  |  | 24.4688

## Basic Report
Embodied Carbon Calculator: United Kingdom
Basic Report
If Section A of the 'Input' tab is correctly completed, the results will be shown here.
Please complete all purple and yellow cells.
If you would like to assist CIBSE in building knowledge on the embodied carbon of products used in building services, please complete as directed, name this file as instructed in the 'Introduction and Instructions' tab, and email this file to embodiedcarbon@cibse.org.
Basic report for IO-R-34 - Model #14022 as manufacturerd by Tridium, Inc
Basic calculation |  | Notes/source
Date of assessment | 2024-05-04 | Form "dd/mm/yy"
Name of assessor and assessor organisation | Self Assessment
Contact email address of assessor | michael.smith5@tridium.com
Product information
Type of product | Control Devices
Capacity of equipment/size (kW; m3; litre; etc.) | 162 l x 116 w x 61 h mm
Product weight (kg) | 0.41
Material % breakdown for at least 95% of the product weight? (Y/N) | Y
Product service life (years) | 10
If refrigerant based, type of refrigerant used and GWP | #N/A
Refrigerant charge (kg) | 0
Product complexity category | 2 | See CIBSE TM65 Table 4.3
Embodied carbon results (kg CO2e) — without refrigerant leakage
A1: Material extraction (original product) | 12.2222
A1: Material extraction (components that are replaced in B3) | 1.2222
A1–A4, B3, C2–C4: Total embodied carbon with scale-up and buffer factor (excluding refrigerant leakage) | 24.4688
Embodied carbon result (kg CO2e) — refrigerant leakage only
B1 (refrigerant leakage during use) + C1 (refrigerant leakage at end of life) | 0 | TM65 leakage Type 0
Embodied carbon result with 'basic' calculation method (kg CO2e) — total
Result of 'basic' calculation method | 24.4688
Assumptions
A1: Material carbon coefficient source | CIBSE TM65, Table 2.1 | E.g: Source = CIBSE TM65, Table 2.1
B1: Refrigerant annual leakage rate (%) | CIBSE TM65, Table 4.4 Type 0 | E.g: Source = CIBSE TM65, Table 4.4 type 2
C1: Refrigerant end of life recovery rate (%) | CIBSE TM65, Table 4.4 Type 0 | E.g: Source = CIBSE TM65, Table 4.4 type 2
B3: Materials replaced as part of repair (%) | CIBSE TM65, Table 2.1 | E.g: Source = CIBSE TM65, Table 2.1
Details
Please provide any relevant details
Information disclosure | Select Yes if you agree | Notes
I consent to CIBSE’s use of the data contained in this form for research purposes, on the condition that all identifying information is removed from any published output. | No
I consent to CIBSE’s use of the data contained in this form in order to establish an embodied carbon database for products used in building services. | No

## Basic Report Chart
CIBSE Embodied Carbon Report (Basic Calculation) Tridium, Inc, IO-R-34 - Model #14022
A1 Materials | 22.2444
A1 for Repair | 2.2244
B1 + C1 Refrigerant | 0
24.4688

## Mid-level Calculation (hidden)
EMBODIED CARBON OF MEP PRODUCTS — CALCULATION FORM — 'MID-LEVEL' METHOD
CIBSE would like to encourage and support analysis of embodied and whole life carbon of building services products and systems in order to address the embodied carbon MEP knowledge gap. CIBSE has developed a standard methodology for the assessment of embodied carbon for building services (CIBSE TM65), so that embodied carbon data calculated by different consultants and researchers can be brought together and compared, and thus rules of thumb concerning embodied carbon of MEP systems can be developed. To facilitate this, CIBSE encourages all consultants and researchers that have carried out embodied carbon calculation in line with CIBSE TM65 to submit their results to CIBSE using this reporting form to aid research in this field. Please complete the fields in grey below and email to embodiedcarbon@cibse.org. If possible, please also submit the manufacturer form provided by the manufacturer. If there has been deviation from the CIBSE TM65 methodology, either relating to methodology or assumptions then please highlight this in the notes/source column. Version released in June 2021.
Product information
Type of product | Control Devices
Capacity of equipment/size (kW; m3; litre; etc.) | 162 l x 116 w x 61 h mm
Product weight (kg) | 0.41
Material % breakdown for at least 95% of the product weight? (Y/N) | Y
Product service life (years) | 10
If refrigerant based, type of refrigerant used and GWP | 0 | #N/A
Refrigerant charge (kg) | 0
Product complexity category | 2 |  | See CIBSE TM65 Table 4.3
Embodied carbon results (kg CO2e) — without refrigerant leakage
Material % breakdown for at least 95% of product weight (excluding refrigerant charge) | Material | Material % by weight | Insert recylced content (%), if known | Calculated Embodied Carbon | Linear Distance Travelled
ABS
| Aluminium | 0% |  | 0 | #N/A
Brass
Cast iron
Ceramic
Copper
| Electronic component | 58% |  | 11.6522 | #N/A
Expanded polystyrene
#VALUE!
Insulation (general)
Iron
Lithium
| Plastics (general) | 42% |  | 0.56998 | #N/A
Polyamide
Polycarbonate
Polyethylene (PP)
Polyurethane foam
Printed wiring board, mixed mounted
PVC pipe
PVC
Rubber
Silicon
Stainless steel
| Steel (general or galvanised) | 0% |  | 0 | #N/A
Zinc
Sapphire
Assembly
Nitrile Butadiene Rubber
Toughened Glass or San
0
| Total | 100% | 0% | 12.2222
A1: Material extraction (original product)
List of components/materials typically replaced over the product service life | Insert component/material |  | Insert replacement rate (#) | Calculated Embodied Carbon | A2 | A3 | A4 | C2 | C3 | C4
0
0
0
0
0
A1: Material extraction (components that are replaced in B3) |  |  |  | #N/A
A2: Transport to factory |  |  |  | 0.16236
A3: Energy used in manufacture |  |  |  | #N/A
A4: Transport to site |  |  |  | #N/A
A1–A4: Total embodied carbon (excluding refrigerant leakage) |  |  |  | #N/A
Emissions of the product
C2: Transport to waste processing |  |  |  | 0.005412
C3: Waste processing |  |  |  | #N/A
C4: Disposal |  |  |  | 0.0020069
C2 - C4: Total emissions of product |  |  |  | #N/A
Embodied carbon result (kg CO2e) — refrigerant leakage only
B1 (refrigerant leakage during use) + C1 (refrigerant leakage at end of life) | 0 | 0 |  | 0
‘Mid-level’ calculation method result
A1 to A4 + C2 to C4 + B1+ C1 |  |  |  | #N/A

## Mid-level Report
Embodied Carbon Calculator: United Kingdom
Mid-level Report
If Section A of the 'Input' tab is correctly completed, the results will be shown here.
Please complete all purple and yellow cells.
If you would like to assist CIBSE in building knowledge on the embodied carbon of products used in building services, please complete as directed above, name this file as instructed in the 'Introduction and Instructions' tab, and email this file to embodiedcarbon@cibse.org.
If you are a manufacturer and would like to share the results of your calculations with clients, please create PDFs of the relevant tabs ONLY (instructions are available in the 'Introduction and Instructions' tab). You may not share any CIBSE tool with clients. Instead, please refer any interested party to www.cibse.org/TM65, where they will be able to download the most up-to-date version of the relevant CIBSE tool.
Mid-level report for IO-R-34 - Model #14022 as manufacturerd by Tridium, Inc
'Mid-level' calculation |  | Notes/source
Date of assessment |  | Form "dd/mm/yy"
Name of assessor and assessor organisation | Self Assessment
Contact email address of assessor
Product information
Type of product | Control Devices
Capacity of equipment/size (kW; m3; litres; etc.) | 162 l x 116 w x 61 h mm
Product weight (kg) | 0.41
Material % breakdown for at least 95% of the product weight? (Y/N) | Y
Product service life (years) | 10
If refrigerant based, type of refrigerant used and GWP | #N/A
Refrigerant charge (kg) | 0
Energy consumption of the factory* per unit of product | #VALUE!
Location of manufacture* | Taiwan
Product complexity category | 2 | See CIBSE TM65 Table 4.3
Embodied carbon results (kg CO2e) — breakdown
A1: Material extraction | 12.2222 | TM65 assumption
A2: Transport | 0.16236 | TM65 assumption
A3: Manufacturing | #N/A
A4: Transport to site | #N/A | TM65 assumption
A5: Construction | n/a
B1: Refrigerant leakage during use | 0 | TM65 leakage Type 0
B2: Maintenance (if information given by manufacturer) | n/a
B3: Repair | #N/A | TM65 assumption
B4: Replacement | n/a
B5: Refurbishment | n/a
B6: Operational energy | n/a
B7: Operational water | n/a
C1: Refrigerant leakage when decommissioning | 0 | TM65 leakage Type 0
C2: Transport | 0.005412
C3: Waste processing | #N/A
C4: Disposal | 0.0020069 | TM65 assumption
Embodied carbon results (kg CO2e) — without refrigerant leakage
A1–C4 without buffer factor (excluding B1, C1) | #N/A
A1–C4 with buffer factor (excluding B1, C1) | #N/A
Embodied carbon result (kg CO2e) — refrigerant leakage only
B1 (refrigerant leakage during use) + C1 (refrigerant leakage at end of life) | 0
Embodied carbon result with 'mid-level' calculation method (kg CO2e) — total
Result of 'mid-level' calculation method | #N/A
Assumptions
A1: Material carbon coefficient source | Source = CIBSE TM65, Table 2.1 | E.g.: Source = CIBSE TM65, Table 2.1
B1: Refrigerant annual leakage rate (%) | 0% | E.g.: Source = CIBSE TM65, Table 4.13 type 2
C1: Refrigerant end of life recovery rate (%) | 100% | E.g.: Source = CIBSE TM65, Table 4.13 type 2
B3: Materials replaced as part of repair (%) | 10% | E.g.: Source = CIBSE TM65
C4: Percentage of product going to landfill (%) | 55% | E.g.: Source = CIBSE TM65
Details
Please provide any relevant details
* Please provide information on the final assembly factory. If you have more information on energy consumption of factories in the supply chain, email embodiedcarbon@cibse.org.
Information disclosure | Select Yes if you agree | Notes
I consent to CIBSE’s use of the data contained in this form for research purposes, on the condition that all identifying information is removed from any published output.
I consent to CIBSE’s use of the data contained in this form in order to establish an embodied carbon database for products used in building services.

## Mid-level Report Chart
Embodied Carbon Report (mid-level calculation) Tridium, Inc, IO-R-34 - Model #14022 (linear scale)
Embodied Carbon Report (mid-level calculation) Tridium, Inc - IO-R-34 - Model #14022 (logarithmic scale)
A1: Material extraction | 15.8888
A2: Transport | 0.21107
A3: Manufacturing | #N/A
A4: Transport to site | #N/A
B1: Refrigerant leakage during use | 0
B3: Repair | #N/A
C1: Refrigerant leakage when decommissioning | 0
C2: Transport | 0.0070356
C3: Waste processing | #N/A
C4: Disposal | 0.002609
#N/A
Horizontal axis title | Embodied carbon (kgCO2e)

## References
Embodied Carbon Calculator: United Kingdom
References
CIBSE (2021) Embodied carbon in building services: a calculation methodology (London: The Chartered Institution of Building Services Engineers)
Google (online) Google Maps (Mountain View: Google) (accessed 6th January 2022)
ICE (online) Circular Ecology: Embodied Carbon - The ICE Database [https://circularecology.com/embodied-carbon-footprint-database.html] (accessed 6th January 2022)

## Travel Distance Calculation (hidden)
| Lat | Long
Aluminium | 0 | 0
Factory | #N/A | #N/A
Straight line distance | #N/A
Road distance | #N/A
Rail distance | #N/A
Air dictance | #N/A
Sea distance | #N/A
This equation calculates "as the crow flies", suggest factor of 1.3 to allow for indirect road routes (I have tested this on Google Maps and it works).
Rail routes are more direct, so factor of 1.2 applied.
Air and Sea are pretty direct, so factor of 1.1 applied.

## Component Calculation (hidden)
EMBODIED CARBON OF MEP PRODUCTS — CALCULATION FORM — 'COMPONENT' METHOD
CIBSE would like to encourage and support analysis of embodied and whole life carbon of building services products and systems in order to address the embodied carbon MEP knowledge gap. CIBSE has developed a standard methodology for the assessment of embodied carbon for building services (CIBSE TM65), so that embodied carbon data calculated by different consultants and researchers can be brought together and compared, and thus rules of thumb concerning embodied carbon of MEP systems can be developed. To facilitate this, CIBSE encourages all consultants and researchers that have carried out embodied carbon calculation in line with CIBSE TM65 to submit their results to CIBSE using this reporting form to aid research in this field. Please complete the fields in grey below and email to embodiedcarbon@cibse.org. If possible, please also submit the manufacturer form provided by the manufacturer. If there has been deviation from the CIBSE TM65 methodology, either relating to methodology or assumptions then please highlight this in the notes/source column. Version not released.
Component information
Component name | Widget
Manufacturer name | Thingy Maker
Component type | Pipes |  |  |  | Type that is closest to Component
Component weight (kg) | 50
Material % breakdown for at least 95% of the product weight? (Y/N) | Y
Component service life (years) | 5
If refrigerant based, type of refrigerant used and GWP
Refrigerant charge (kg)
Product complexity category | 1 |  |  |  | See CIBSE TM65 Table 4.3
Factory location | London, London, City of, United Kingdom |  |  |  | 51.5072 | -0.1275
Annual factory energy consumption (kW·h)* | Insert kW·h |  | Insert fuel type |  |  | Either insert the total factory output or what you think is relevant to the manufacturing of the product. If you are giving outputs per product, please detail the assumptions
| 200 |  | Electricity - Europe
Gas - Global
If refrigerant based: refrigerant leakage scenario | No refrigerant type |  |  |  |  | Type 0
Embodied carbon results (kg CO2e) — without refrigerant leakage
Material | Material % by weight | Insert recylced content (%), if known | Nearest city | Latitude | Longitude | Linear Distance Travelled | Road | Rail | Air | Sea | Total: | Calculated Embodied Carbon
ABS | [10 empty] | 0%
Aluminium | 7% |  | Paris, Île-de-France, France | 48.8566 | 2.3522 | 343.5262 | 10% | 20% | 40% | 30% | 100% | 45.8858
Brass | 1% | [9 empty] | 0% | 2.4261
Cast iron | [10 empty] | 0%
Ceramic | [10 empty] | 0%
Copper | 10% | [9 empty] | 0% | 19.0761
Electronic component | 3% | [9 empty] | 0% | 73.5261
Expanded polystyrene | [10 empty] | 0%
Glass | [10 empty] | 0%
Insulation (general) | [10 empty] | 0%
Iron | [10 empty] | 0%
Lithium | [10 empty] | 0%
Plastics (general) | 4% | [9 empty] | 0% | 6.6461
Polyamide | [10 empty] | 0%
Polycarbonate | [10 empty] | 0%
Polyethylene | [10 empty] | 0%
Polyurethane foam | [10 empty] | 0%
Printed wiring board, mixed mounted | [10 empty] | 0%
PVC pipe | [10 empty] | 0%
PVC | [10 empty] | 0%
Rubber | [10 empty] | 0%
Silicon | [10 empty] | 0%
Stainless steel | 10% | [9 empty] | 0% | 22.0261
Steel (general or galvanised) | 60% | [9 empty] | 0% | 89.1261
Zinc | [10 empty] | 0%
Insert other material here | [10 empty] | 0%
Insert other material here | [10 empty] | 0%
Insert other material here | [10 empty] | 0%
Insert other material here | [10 empty] | 0%
Insert other material here | [10 empty] | 0%
Insert other material here | [10 empty] | 0%
Insert other material here | [10 empty] | 0%
Insert other material here | [10 empty] | 0%
Insert other material here | [10 empty] | 0%
Total | 95% | 0% | [9 empty] | 258.7126
A1: Material extraction (original product)
List of components/materials typically replaced over the component service life | Insert component/material |  | Insert replacement rate (#) | Component name |  | Calculated Embodied Carbon
e.g. Steel component weighing 10% of all steel and replaced 4 times during life cycle = 10 x 4 = 40%
A1: Material extraction (components that are replaced in B3) | [5 empty] | 34.6513
A2: Transport to factory | [5 empty] | 9.9
A3: Energy used in manufacture | [5 empty] | 68
A4: Transport to site | [5 empty] | 9.9
A1–A4: Total embodied carbon (excluding refrigerant leakage) | [5 empty] | 346.5126
Emissions of the product
C2: Transport to waste processing | [5 empty] | 0.66
C3: Waste processing | [5 empty] | #N/A
C4: Disposal | [5 empty] | 0.0445
C2 - C4: Total emissions of product | [5 empty] | #N/A
Embodied carbon result (kg CO2e) — refrigerant leakage only
B1 (refrigerant leakage during use) + C1 (refrigerant leakage at end of life) | 0 | 0 |  |  |  | 0
‘Mid-level’ calculation method result
A1 to A4 + C2 to C4 + B1+ C1 | [5 empty] | #N/A

## Component Graph (hidden)
Embodied Carbon, TM65 Component Materials, Thingy Maker, Widget |  | Embodied Carbon, TM65 Component Lifecycle, Thingy Maker, Widget
|  | A1 Materials | 336.3264
Aluminium | 59.6516 | A1: Material extraction (components that are replaced in B3) | 45.0466
Brass | 3.154 | A2: Transport to factory | 12.87
|  | A3: Energy used in manufacture | 88.4
|  | A4: Transport to site | 12.87
Copper | 24.799 | C2: Transport to waste processing | 0.858
Electronic component | 95.584 | #N/A | #N/A
|  | C4: Disposal | 0.05785
0
Plastics (general) | 8.64
Stainless steel | 28.634
Steel (general or galvanised) | 115.864

## TM65 Carbon Coefficients (hidden)
Items | Embodied carbon coefficient (kgCO2e/kg)* | Notes
ABS | 3.76
Aluminium | 13.1 | Average for worldwide production at world average recycled content
Brass | 4.8 | Data for virgin material
Cast iron | 1.52
Ceramic | 0.7 | General figure
Copper | 3.81 | Data for virgin material
Electronic component | 49
Expanded polystyrene | 3.43
Glass | 1.44 | Average between 109 data points
Insulation (general) | 1.86 | General figure
Iron | 2.03
Lithium | 5.3
Plastics (general) | 3.31 | General figure
Polyamide | 9.14
Polycarbonate | 7.62
Polyethylene | 2.54
Polyurethane foam | 4.55 | Average between data for rigid and flexible polyurethane foams
Printed wiring board, mixed mounted | 154
PVC | 3.1 | Based on market average in the European construction industry
PVC pipe | 3.23
Rubber | 2.85
Silicon | 13.8
Stainless steel | 4.4 | Average between seven data points
Steel (general or galvanised) | 2.97 | Average between world average data for UO pipe, galvanized, welded pipe and organic coated sheet
Zinc | 4.18
with various plastics; then covered by a copper | Manchester, 2011) alloy
to any other person or information source.
Zinc
4.18
Data for virgin material
Cast iron
1.52
EPiC Database
(
University of
Melbourne, online)
Silicon
13.8
Electronic components
49
CCaLC PVC Manual
(
University of
Printed wiring board, mixed,
mounted
154
Most boards are a combination of man-made
materials such as polyester or fibreglass, mixed

## ICE Db (hidden)
Unique ID | Material | Sub-material | ICE DB Name | Comments | Boundaries | Module D | Quantity of declared unit | Units of declared unit | Weight per declared unit - kg | Density of material - kg per m3 | Density range - low - kg per m3 | Density Range - high - kg per m3 | Carbon sequestration included? | Carbon Storage Amount (Kg CO2 per unit) | Embodied Carbon (kg CO2e per declared unit) | Embodied Carbon per kg (kg CO2e per kg) | Depletion potential of the stratospheric ozone layer. ODP kg CFC 11 | Acidification potential of soil and water. AP kg SO2 equiv | Eutrophication potential. EP kg (PO4)3- | Formation potential of tropospheric ozone. POCP kg Ethene | Abiotic depletion potential (ADP-elements) for non-fossil resources kg Sb equiv | Abiotic depletion potential (ADP-fossil fuels) for fossil resources MJ. net calorific
05d90509-833a-4812-80a6-d448a8f6fe37 | Aluminium | Aluminium, Cast | Aluminium cast, Worldwide | This data has been derived from the world aluminium LCA's. They have produced LCA reports for Europe, North America and worldwide aluminium. Modelled at worldwide average scrap input of 31%, to avoid market distortions. Module D = -8.69 kg CO2e per unit. EOL recovery rate of 83%, based upon worldwide global aluminium flow model and for the building and construction sector. With a 2% material loss yield on the scrap recovered. | Cradle to gate | -8.69 | 1 | kg | 10 | 2750 |  |  |  |  | 13.1869 | 13.2 | [6 empty] | 5 | 2 | 5 | 5 | 2 | 19 | N/A | 76% | No | 1 | 13.19 |  |  |  | V3.0 Beta | 2019-05-01 | 31% scrap input
83145d5f-0190-4e79-8268-55261527f1be | Aluminium | Aluminium profile | Aluminium extruded profile, Worldwide | This data has been derived from the world aluminium LCA's. They have produced LCA reports for Europe, North America and worldwide aluminium. Modelled at worldwide average scrap input of 31%, to avoid market distortions. Module D = -8.69 kg CO2e per unit. EOL recovery rate of 83%, based upon worldwide global aluminium flow model and for the building and construction sector. With a 2% material loss yield on the scrap recovered. | Cradle to gate | -8.69 | 1 | kg | 9 | 2750 |  |  |  |  | 13.1764 | 13.2 | [6 empty] | 5 | 2 | 5 | 5 | 2 | 19 | N/A | 76% | No | 1 | 13.18 |  |  |  | V3.0 Beta | 2019-05-01 | 31% scrap input
3c7c1e9b-92f4-4eb1-aafc-6d6aadc0c0c8 | Aluminium | Aluminium, Foil | Aluminium foil, Worldwide | This data has been derived from the world aluminium LCA's. They have produced LCA reports for Europe, North America and worldwide aluminium. Modelled at worldwide average scrap input of 31%, to avoid market distortions. Module D = -8.69 kg CO2e per unit. EOL recovery rate of 83%, based upon worldwide global aluminium flow model and for the building and construction sector. With a 2% material loss yield on the scrap recovered. | Cradle to gate | -8.69 | 1 | kg | 8 | 2750 |  |  |  |  | 13.7669 | 13.8 | [6 empty] | 5 | 2 | 5 | 5 | 2 | 19 | N/A | 76% | No | 1 | 13.77 |  |  |  | V3.0 Beta | 2019-05-01 | 31% scrap input
7c7cb7bb-2c99-45c1-9faf-b243fe91211d | Aluminium | Aluminium, sheet | Aluminium sheet, Worldwide | This data has been derived from the world aluminium LCA's. They have produced LCA reports for Europe, North America and worldwide aluminium. Modelled at worldwide average scrap input of 31%, to avoid market distortions. Module D = -8.69 kg CO2e per unit. EOL recovery rate of 83%, based upon worldwide global aluminium flow model and for the building and construction sector. With a 2% material loss yield on the scrap recovered. | Cradle to gate | -8.69 | 1 | kg | 7 | 2750 |  |  |  |  | 12.9559 | 13 | [6 empty] | 5 | 2 | 5 | 5 | 2 | 19 | N/A | 76% | No | 1 | 12.96 |  |  |  | V3.0 Beta | 2019-05-01 | 31% scrap input
|  |  | Brass, 100% recycled | [12 empty] | 1.2
|  |  | Brass, general recycled | [12 empty] | 2.64
|  |  | Bronze | [12 empty] | 4
|  |  | Chromium | [12 empty] | 5.39
6ab355f4-7122-42a2-bc31-4c05e01f2b51 | Clay | Clay, Brick | Clay, Brick | Density needs to consider voids in the finished bricks. Average UK brick weighs 2.13 kg per brick [Source: The Brick Development Association]. |  |  | 1 | kg | 1 | 1487 |  |  |  |  | 0.213 | 0.213 | [6 empty] | 5 | 3 | 5 | 5 | 2 | 20 | N/A | 80% | Yes | 6 | 0.24 | 0.0331 | 0.195 | 0.2999 | V3.0 Beta | 2019-05-01 |  |  |  | Brick
|  |  | Clay, tile | [12 empty] | 0.48
1a33ec10-a2af-40aa-b297-191a07522a92 | Concrete | Concrete, GEN 2 | Concrete GEN 2 with CEM I cement | Assumed 240 kg total cementitious content per m3 concrete. Estimated from ICE Cement, Mortar, Concrete model with an estimate of realistic cement contents, not minimum cement contents. More cement is often added into a mixture, e.g. to cure quicker. Concrete has a wide variation of cement contents for the same strength class of concrete. This adds additional uncertainty to this data by strength class. There is no substitute for finding out the actual cement content used in a mixture (not specified min cement content - actual cement content used by the contractor). The cement content for your mixture at this strength class might be a very different value than assumed here. | Cradle to gate, A1-3 |  | 1 | m3 | 2370 | 2370 |  |  |  |  | 248.7541 | 0.105 | [6 empty] | 4.87 | 2.04 | 4.98 | 4.93 | 1.06 | 17.88 | N/A | 72% | No | N/A | N/A | N/A | N/A | N/A | V3.0 Beta | 2019-05-01 |  | 240 kg cementitious content per m3 concrete. | ready-mix
43a98680-edf8-4fd2-8246-58aef5a0cdba | Concrete | Concrete, GEN 3 | Concrete GEN 3 with CEM I cement | Assumed 260 kg total cementitious content per m3 concrete. Estimated from ICE Cement, Mortar, Concrete model with an estimate of realistic cement contents, not minimum cement contents. More cement is often added into a mixture, e.g. to cure quicker. Concrete has a wide variation of cement contents for the same strength class of concrete. This adds additional uncertainty to this data by strength class. There is no substitute for finding out the actual cement content used in a mixture (not specified min cement content - actual cement content used by the contractor). The cement content for your mixture at this strength class might be a very different value than assumed here. | Cradle to gate, A1-3 |  | 1 | m3 | 2370 | 2370 |  |  |  |  | 267.0134 | 0.1127 | [6 empty] | 4.88 | 2.04 | 4.98 | 4.93 | 1.06 | 17.89 | N/A | 72% | No | N/A | N/A | N/A | N/A | N/A | V3.0 Beta | 2019-05-01 |  | 260 kg cementitious content per m3 concrete. | ready-mix
6a4d70f8-b506-4e75-818f-7b88ded5e0ba | Concrete | Concrete, GEN 0 | Concrete GEN0 with CEM I cement | Assumed 150 kg total cementitious content per m3 concrete. Estimated from ICE Cement, Mortar, Concrete model with an estimate of realistic cement contents, not minimum cement contents. More cement is often added into a mixture, e.g. to cure quicker. Concrete has a wide variation of cement contents for the same strength class of concrete. This adds additional uncertainty to this data by strength class. There is no substitute for finding out the actual cement content used in a mixture (not specified min cement content - actual cement content used by the contractor). The cement content for your mixture at this strength class might be a very different value than assumed here. | Cradle to gate, A1-3 |  | 1 | m3 | 2370 | 2370 |  |  |  |  | 166.9362 | 0.0704 | [6 empty] | 4.79 | 2.07 | 4.96 | 4.88 | 1.1 | 17.8 | N/A | 71% | No | N/A | N/A | N/A | N/A | N/A | V3.0 Beta | 2019-05-01 |  | 150 kg cementitious content per m3 concrete. | ready-mix
1ee25bd1-c5d3-4dde-8980-2587ae5c0383 | Concrete | Concrete, GEN 1 | Concrete GEN1 with CEM I cement | Assumed 220 kg total cementitious content per m3 concrete. Estimated from ICE Cement, Mortar, Concrete model with an estimate of realistic cement contents, not minimum cement contents. More cement is often added into a mixture, e.g. to cure quicker. Concrete has a wide variation of cement contents for the same strength class of concrete. This adds additional uncertainty to this data by strength class. There is no substitute for finding out the actual cement content used in a mixture (not specified min cement content - actual cement content used by the contractor). The cement content for your mixture at this strength class might be a very different value than assumed here. | Cradle to gate, A1-3 |  | 1 | m3 | 2370 | 2370 |  |  |  |  | 230.3472 | 0.0972 | [6 empty] | 4.86 | 2.05 | 4.98 | 4.92 | 1.07 | 17.87 | N/A | 71% | No | N/A | N/A | N/A | N/A | N/A | V3.0 Beta | 2019-05-01 |  | 220 kg cementitious content per m3 concrete. | ready-mix
e684db6f-f372-4639-9e6a-3f1695ac282b | Concrete | Concrete, PAV 1 | Concrete PAV1 with CEM I cement | Assumed 325 kg total cementitious content per m3 concrete. Estimated from ICE Cement, Mortar, Concrete model with an estimate of realistic cement contents, not minimum cement contents. More cement is often added into a mixture, e.g. to cure quicker. Concrete has a wide variation of cement contents for the same strength class of concrete. This adds additional uncertainty to this data by strength class. There is no substitute for finding out the actual cement content used in a mixture (not specified min cement content - actual cement content used by the contractor). The cement content for your mixture at this strength class might be a very different value than assumed here. | Cradle to gate, A1-3 |  | 1 | m3 | 2400 | 2400 |  |  |  |  | 326.835 | 0.1362 | [6 empty] | 4.9 | 2.03 | 4.98 | 4.95 | 1.05 | 17.91 | N/A | 72% | No | N/A | N/A | N/A | N/A | N/A | V3.0 Beta | 2019-05-01 |  | 325 kg cementitious content per m3 concrete. | ready-mix
44a9e8f1-52d4-474a-902e-987cc2ecd356 | Concrete | Concrete, PAV 2 | Concrete PAV2 with CEM I cement | Assumed 360 kg total cementitious content per m3 concrete. Estimated from ICE Cement, Mortar, Concrete model with an estimate of realistic cement contents, not minimum cement contents. More cement is often added into a mixture, e.g. to cure quicker. Concrete has a wide variation of cement contents for the same strength class of concrete. This adds additional uncertainty to this data by strength class. There is no substitute for finding out the actual cement content used in a mixture (not specified min cement content - actual cement content used by the contractor). The cement content for your mixture at this strength class might be a very different value than assumed here. | Cradle to gate, A1-3 |  | 1 | m3 | 2400 | 2400 |  |  |  |  | 358.7679 | 0.1495 | [6 empty] | 4.92 | 2.03 | 4.99 | 4.95 | 1.04 | 17.92 | N/A | 72% | No | N/A | N/A | N/A | N/A | N/A | V3.0 Beta | 2019-05-01 |  | 360 kg cementitious content per m3 concrete. | ready-mix
375da000-6022-4dc1-95ba-e16d8a9a824b | Concrete | Concrete, 20/25 | Concrete RC20/25 with CEM I cement | Assumed 285 kg total cementitious content per m3 concrete. Estimated from ICE Cement, Mortar, Concrete model with an estimate of realistic cement contents, not minimum cement contents. More cement is often added into a mixture, e.g. to cure quicker. Concrete has a wide variation of cement contents for the same strength class of concrete. This adds additional uncertainty to this data by strength class. There is no substitute for finding out the actual cement content used in a mixture (not specified min cement content - actual cement content used by the contractor). The cement content for your mixture at this strength class might be a very different value than assumed here. | Cradle to gate, A1-3 |  | 1 | m3 | 2400 | 2400 |  |  |  |  | 290.2277 | 0.1209 | [6 empty] | 4.89 | 2.03 | 4.98 | 4.94 | 1.05 | 17.9 | N/A | 72% | No | N/A | N/A | N/A | N/A | N/A | V3.0 Beta | 2019-05-01 |  | 285 kg cementitious content per m3 concrete. | ready-mix
acfc738b-2342-4a26-9072-26c731b9ee5e | Concrete | Concrete, 25/30 | Concrete RC25/30 with CEM I cement | Assumed 305 kg total cementitious content per m3 concrete. Estimated from ICE Cement, Mortar, Concrete model with an estimate of realistic cement contents, not minimum cement contents. More cement is often added into a mixture, e.g. to cure quicker. Concrete has a wide variation of cement contents for the same strength class of concrete. This adds additional uncertainty to this data by strength class. There is no substitute for finding out the actual cement content used in a mixture (not specified min cement content - actual cement content used by the contractor). The cement content for your mixture at this strength class might be a very different value than assumed here. | Cradle to gate, A1-3 |  | 1 | m3 | 2400 | 2400 |  |  |  |  | 308.5726 | 0.1286 | [6 empty] | 4.9 | 2.03 | 4.98 | 4.94 | 1.05 | 17.9 | N/A | 72% | No | N/A | N/A | N/A | N/A | N/A | V3.0 Beta | 2019-05-01 |  | 305 kg cementitious content per m3 concrete. | ready-mix
db86b3a0-79c1-4054-810d-e7bea1a90e4e | Concrete | Concrete, 28/35 | Concrete RC28/35 with CEM I cement | Assumed 325 kg total cementitious content per m3 concrete. Estimated from ICE Cement, Mortar, Concrete model with an estimate of realistic cement contents, not minimum cement contents. More cement is often added into a mixture, e.g. to cure quicker. Concrete has a wide variation of cement contents for the same strength class of concrete. This adds additional uncertainty to this data by strength class. There is no substitute for finding out the actual cement content used in a mixture (not specified min cement content - actual cement content used by the contractor). The cement content for your mixture at this strength class might be a very different value than assumed here. | Cradle to gate, A1-3 |  | 1 | m3 | 2400 | 2400 |  |  |  |  | 326.8441 | 0.1362 | [6 empty] | 4.9 | 2.03 | 4.98 | 4.95 | 1.05 | 17.91 | N/A | 72% | No | N/A | N/A | N/A | N/A | N/A | V3.0 Beta | 2019-05-01 |  | 325 kg cementitious content per m3 concrete. | ready-mix
1c650259-3446-459e-a9f3-cead3deb472e | Concrete | Concrete, 32/40 | Concrete RC32/40 with CEM I cement | Assumed 360 kg total cementitious content per m3 concrete. Estimated from ICE Cement, Mortar, Concrete model with an estimate of realistic cement contents, not minimum cement contents. More cement is often added into a mixture, e.g. to cure quicker. Concrete has a wide variation of cement contents for the same strength class of concrete. This adds additional uncertainty to this data by strength class. There is no substitute for finding out the actual cement content used in a mixture (not specified min cement content - actual cement content used by the contractor). The cement content for your mixture at this strength class might be a very different value than assumed here. | Cradle to gate, A1-3 |  | 1 | m3 | 2400 | 2400 |  |  |  |  | 358.7581 | 0.1495 | [6 empty] | 4.92 | 2.03 | 4.99 | 4.95 | 1.04 | 17.92 | N/A | 72% | No | N/A | N/A | N/A | N/A | N/A | V3.0 Beta | 2019-05-01 |  | 360 kg cementitious content per m3 concrete. | ready-mix
637e7b5b-afe1-4790-8593-c3fdafdb2a29 | Concrete | Concrete, 35/45 | Concrete RC35/45 with CEM I cement | Assumed 390 kg total cementitious content per m3 concrete. Estimated from ICE Cement, Mortar, Concrete model with an estimate of realistic cement contents, not minimum cement contents. More cement is often added into a mixture, e.g. to cure quicker. Concrete has a wide variation of cement contents for the same strength class of concrete. This adds additional uncertainty to this data by strength class. There is no substitute for finding out the actual cement content used in a mixture (not specified min cement content - actual cement content used by the contractor). The cement content for your mixture at this strength class might be a very different value than assumed here. | Cradle to gate, A1-3 |  | 1 | m3 | 2400 | 2400 |  |  |  |  | 386.098 | 0.1609 | [6 empty] | 4.92 | 2.02 | 4.99 | 4.96 | 1.04 | 17.93 | N/A | 72% | No | N/A | N/A | N/A | N/A | N/A | V3.0 Beta | 2019-05-01 |  | 390 kg cementitious content per m3 concrete. | ready-mix
cf187426-4eda-4d0c-b020-fe7e4b0e2558 | Concrete | Concrete, 40/50 | Concrete RC40/50 with CEM I cement | Assumed 420 kg total cementitious content per m3 concrete. Estimated from ICE Cement, Mortar, Concrete model with an estimate of realistic cement contents, not minimum cement contents. More cement is often added into a mixture, e.g. to cure quicker. Concrete has a wide variation of cement contents for the same strength class of concrete. This adds additional uncertainty to this data by strength class. There is no substitute for finding out the actual cement content used in a mixture (not specified min cement content - actual cement content used by the contractor). The cement content for your mixture at this strength class might be a very different value than assumed here. | Cradle to gate, A1-3 |  | 1 | m3 | 2400 | 2400 |  |  |  |  | 413.4943 | 0.1723 | [6 empty] | 4.93 | 2.02 | 4.99 | 4.96 | 1.03 | 17.93 | N/A | 72% | No | N/A | N/A | N/A | N/A | N/A | V3.0 Beta | 2019-05-01 |  | 420 kg cementitious content per m3 concrete. | ready-mix
e489ece4-79e7-42bd-a517-f603097ef5e4 | Concrete | Concrete, General | Concrete, average UK mix | It is strongly recommended to avoid selecting a 'general' value for concrete. Selecting data for a specific cement content in the concrete type will give much greater accuracy. Data from EPD-RMC-20180095-CBG1-EN, for average UK concrete, produced by the British Ready-Mixed Concrete Association (BRMCA) part of the Mineral Products Association (MPA). Concrete mixture is 200kg CEM I, 95 kg ggbs, 15 kg fly ash, 1915kg aggregate, 139 kg water and 1.55 kg admixture. | Cradle to gate, A1-3 |  | 1 | m3 | 2380 | 2380 |  |  |  |  | 246 | 0.1034 | [6 empty] | 4.9 | 2.03 | 4.98 | 4.94 | 1.05 | 17.9 | N/A | 72% | No | N/A | N/A | N/A | N/A | N/A | V3.0 Beta | 2019-05-01 |  | 310 kg cementitious content per m3 concrete. | ready-mix
|  |  | Copper, 100% recycled | [12 empty] | 0.84
|  |  | Copper, 37% recycled | [12 empty] | 2.71
|  |  | Epoxide Resin | [12 empty] | 5.7
|  |  | Expanded Polystyrene | [12 empty] | 0.24
|  |  | Expanded Polystyrene | [12 empty] | 3.29
|  |  | Fibreglass | [12 empty] | 1.35
2e7ea6bd-df37-43ad-9062-2b8847c41de3 | Glass | Glass, General | Glass, General, per kg | 2.5kg glass per mm thickness, per m2. Embodied carbon of the glass is the average of data collected, from 109 datapoints |  |  | 1 | kg | 1 | 2500 |  |  |  |  | 1.437 | 1.437 | [6 empty] | 5 | 2.98 | 5 | 2.73 | 2 | 17.72 | 8 | 73% | Yes | 109 | 1.437 | 0.1905 | 0.92 | 2.0267 | V3.0 Beta | 2019-05-01
|  |  | HDPE pipe | [12 empty] | 2.52
|  |  | HDPE resin | [12 empty] | 1.93
|  |  | LDPE film | [12 empty] | 2.6
|  |  | LDPE resin | [12 empty] | 2.18
|  |  | Lead, general, 61% recycled | [12 empty] | 1.67
|  |  | Lead, virgin | [12 empty] | 3.37
|  |  | Linoleum | [12 empty] | 1.21
|  |  | Mercury | [12 empty] | 4.94
|  |  | Mineral wool | [12 empty] | 1.28
|  |  | Nickel | [12 empty] | 12.4
|  |  | Paint, water based, general | [12 empty] | 2.91
|  |  | PET | [12 empty] | 5.56
|  |  | Phenol Formaldehyde | [12 empty] | 2.98
|  |  | Polyamide | [12 empty] | 9.14
|  |  | Polypropylene | [12 empty] | 4.98
|  |  | Polyurethane | [12 empty] | 3.76
|  |  | Rockwool | [12 empty] | 1.12
|  |  | Rubber | [12 empty] | 2.9
|  |  | Silver | [12 empty] | 6.31
0f0c28e0-5e47-466e-9bb2-a5b9fd7cd2db | Steel | Steel, Bar and Rod | Steel rebar, recycled, Europe EAF mid range | This entry is an average of 29 datapoints. It should not be taken as representative of European rebar, the datapoints were all for EAF steel. Steel rebar is also made in the primary production route in Europe. | Cradle to gate |  | 1 | kg | 1 | 7850 |  |  |  |  | 0.73 | 0.73 | [6 empty] | 5 | 2.97 | 5 | 4.03 | 1.9 | 17 | 5 | 164% | Yes | 29 | 0.73 | 0.2467 | 0.282 | 1.22 | V3.0 Beta | 2019-05-01 | Recycled
|  |  | Steel, 100% recycled thorugh EAF (Normally used for Steel rebar) | [12 empty] | 0.9
|  |  | Steel, 10-20% recycled | [12 empty] | 2.73
2332f463-c8c4-4dad-b84f-83878528b1e9 | Steel | Steel, pipe | Steel, UO Pipe | UO pipe is usually large in diameter and produced one piece at a time by forming plates. The plate is first pressed into a U shape by the U-press, and then into an O shape by the O-press. Because relatively thick material is used for making UO pipes, submerged arc welding is used for joining. UO pipe is mainly used as line pipe for transporting petroleum and natural gas in large quantity over long distances. System expansion was used on the steel, e.g. for blast furnace slag and other co-products. The influence of system expansion to the GWP for steel products is 3 to 7% lower GWP. At an EOL recovery rate of 85%. Module D impact of -1.35 kg CO2e per kg ('-' magnitude is a benefit, '+' magnitude a burden). This gives a net life cycle inc Mod D, of 1.67 kg CO2e per kg. | Cradle to gate | -1.35 | 1 | kg | 1 | 7850 |  |  |  |  | 3.02 | 3.02 | [6 empty] | 2 | 5 | 5 | 4 | 4 | 20 | N/A | 80% | No | 1 | 3.02 |  |  |  | V3.0 Beta | 2019-05-01 | 0.043 kg net scrap input
8aa6883b-aa36-49b3-88b9-94b597a45d23 | Timber | Timber, General | Timber - Average of all data - No Carbon Storage | Average of data collected, 211 datapoints. This is not a weighted average. It is an average of all data collected on timber. Excludes Carbon Storage. | Cradle to gate |  | 1 | kg | 1 | 623.5851 |  |  | No | - | 0.49 | 0.4928 | [6 empty] | 4.81 | 2.85 | 4.92 | 3.26 | 1.72 | 17.56 | 9 | 76% | Yes | 211 | 0.4928 | 0.2512 | 0.0382 | 1.44 | V3.0 Beta | 2019-05-01
67004c6c-6cf2-4268-a648-0e6935eeaa13 | Timber | Timber, Glulam | Timber, Glulam - No Carbon Storage | Average of data collected, 13 datapoints. Excludes Carbon Storage. | Cradle to gate |  | 1 | kg | 1 | 633.7085 |  |  | No | - | 0.51 | 0.5121 | [6 empty] | 4.88 | 3 | 5 | 3.94 | 1.81 | 18.63 | 4 | 65% | Yes | 13 | 0.5121 | 0.1613 | 0.2802 | 0.7819 | V3.0 Beta | 2019-05-01
824784d1-3886-4ff2-a8c8-ba4e4af1d2ab | Timber | Timber, Hardboard | Timber, Hardboard - No Carbon Storage | Average of data collected, 1 datapoints. This dataset is based upon a single datapoint. It may therefore be subject to larger uncertainty than normal. Excludes Carbon Storage. | Cradle to gate |  | 1 | kg | 1 | 807.7056 |  |  | No | - | 0.82 | 0.8152 | [6 empty] | 5 | 2.67 | 4.67 | 4.33 | 1.67 | 18.33 | 1 | 55% | Yes | 1 | 0.8152 | 0 | 0.8152 | 0.8152 | V3.0 Beta | 2019-05-01
afe3c61e-a2cc-45fe-9f10-5fadf4afe7ad | Timber | Timber, Softwood | Timber, Softwood - No Carbon Storage | Average of data collected, 43 datapoints. Excludes Carbon Storage. | Cradle to gate |  | 1 | kg | 1 | 538.2864 |  |  | No | - | 0.26 | 0.2626 | [6 empty] | 3 | 3 | 5 | 3 | 2 | 16 | 5 | 60% | Yes | 43 | 0.2626 | 0.1218 | 0.0473 | 0.612 | V3.0 Beta | 2019-05-01
|  |  | Tin | [12 empty] | 14.47
|  |  | UPVC film | [12 empty] | 3.16
|  |  | Urea Formaldehyde | [12 empty] | 2.76
|  |  | Vanadium | [12 empty] | 97.2
|  |  | Wool | [12 empty] | 5.53
|  |  | Yttrium | [12 empty] | 84
|  |  | Zinc, 100% recycled | [12 empty] | 0.52
|  |  | Zinc, 30% recycled | [12 empty] | 3.09
|  |  | Zorconium | [12 empty] | 228

## Ref GWP (hidden)
Type | Refrigerant | Ozone Depletion Potential | Global Warming Potential over 100 years
| No refrigerant | 0 | 0
Natural | Ammonia (R717) | 0 | 0
Natural | CO2 (R 744) | 0 | 1
Hydrocarbon | Propane (R 290) | 0 | 4
HFC | R 32 | 0 | 677
HF0 | R1234ze | 0 | 1
HF0 | R1234yf | 0 | 1
HFC | R134a | 0 | 1430
CFC | R22 | 1 | 1810
HFC | R404a | 0 | 3900
HCFC | R407c | 0.5 | 1774
HFC | R408a | 0 | 3431.9
HFC | R410a | 0 | 2088
Natural | Water (R718) | 0 | 0

## Ref Leak (hidden)
Product | Product Type | Annual leak rate | End of life recovery rate
No refrigerant type | Type 0 | 0% | 100%
Package heat pump or chiller – where no refrigerant is managed on-site | Type 1 | 2% | 99%
Heat pump or chiller where some works to refrigerant pipework are carried out onsite | Type 2 | 4% | 98%
VRF systems where a large amount of refrigerant pipework is installed and filled onsite | Type 3 | 6% | 97%

## Transport Factors (hidden)
Mode | Type | Unit | Air Distances | Value
Air | Domestic, to/from UK | tonne.km |  | 0.54701
| Short-haul, to/from UK | tonne.km | 500 | 0.26062
| Long-haul, to/from UK | tonne.km | 3700 | 0.12395
| International, to/from non-UK | tonne.km | 3701 | 0.12395
Rail | Freight train | tonne.km |  | 0.00783
Road | Average rigid HGV | tonne.km |  | 0.132
Sea | Average | tonne.km |  | 0.019
Note on B2: Domestic flights are between UK airports. Assumed flight up to 500km
Note on B3: International flights to/from the UK, typically to Europe (up to 3700km distance).
Note on B4: Long-haul international flights to/from the UK, typically to non-European destinations (over 3700km distance).
Note on B5: International flights to/from non-UK countries.
Note on C2: An equivalent measure of one tonne of transported goods over one km.
Note on C3: An equivalent measure of one tonne of transported goods over one km.
Note on C4: An equivalent measure of one tonne of transported goods over one km.
Note on C5: An equivalent measure of one tonne of transported goods over one km.
Note on C6: An equivalent measure of one tonne of transported goods over one km.
Note on C7: An equivalent measure of one tonne of transported goods over one km.
Note on C8: An equivalent measure of one tonne of transported goods over one km.

## Grid Factors (hidden)
Region | kgCO2e /kWh | Source | Distance to site - Road | Distance to site - Sea
Electricity - Africa | 0.72 | IGRES11 | 200 | 10000
Electricity - Asia | 0.84 | IGRES[3] | 200 | 10000
Electricity - Australia | 0.9 | Carbon foorprint10 | 200 | 10000
Electricity - Canada | 0.14 | 127Carbon foorprint10 | 200 | 10000
Electricity - Europe | 0.34 | Carbon footprint[2] | 1500 | 0
Electricity - Middle East | 0.68 | IGRES11 | 200 | 10000
Electricity - South America | 0.47 | IGRES11 | 200 | 10000
Electricity - UK | 0.29 | BEIS 2019 factors[1] | 300 | 0
Electricity - US | 0.48 | Carbon foorprint10 | 200 | 10000
Biodiesel, bioethanol etc | 0 | BEIS 2019 factors[1]
Biomass (such as woodchips, chicken litter etc) | 0 | BEIS 2019 factors[1]
Blast furnace gas | 0.99 | BEIS 2019 factors[1]
Butane | 0.21 | BEIS 2019 factors[1]
Coal and lignite | 0.33 | BEIS 2019 factors[1]
Coke oven gas | 0.14 | BEIS 2019 factors[1]
Coke, and semi-coke | 0.34 | BEIS 2019 factors[1]
Domestic refuse (raw) | 0.16 | BEIS 2019 factors[1]
Ethane | 0.19 | BEIS 2019 factors[1]
Fuel oil | 0.27 | BEIS 2019 factors[1]
Gas oil | 0.25 | BEIS 2019 factors[1]
Gas - Global | 0.23
Hydrogen | 0 | BEIS 2019 factors[1]
Landfill gas | 0 | BEIS 2019 factors[1]
Methane | 0.18 | BEIS 2019 factors[1]
Mixed refinery gases | 0.25 | BEIS 2019 factors[1]
Natural gas | 0.18 | BEIS 2019 factors[1]
Other | 0.18 | BEIS 2019 factors[1]
Other Biogas (e.g. gasified woodchips) | 0 | BEIS 2019 factors[1]
Other gaseous waste | 0.18 | BEIS 2019 factors[1]
Other liquid waste (non-renewable) | 0.21 | BEIS 2019 factors[1]
Other liquid waste (renewable) | 0 | BEIS 2019 factors[1]
Other oils | 0.26 | BEIS 2019 factors[1]
Other solid waste | 0.25 | BEIS 2019 factors[1]

## Product Complexity (hidden)
Product Type | Rounds of Manufacture | Scale up Factor | Complexity | Travel Distance - Factory | % to Landfill
Access Control | 1 | 1.3 | 1 | 1500 | 55%
Air Handling Units | 4 | 1.6 | 3 | 6000 | 30%
Boilers | 4 | 1.6 | 3 | 6000 | 30%
Busbars | 1 | 1.3 | 1 | 1500 | 55%
Cables | 1 | 1.3 | 1 | 1500 | 50%
Cable Containment | 1 | 1.3 | 1 | 1500 | 50%
Chillers | 4 | 1.6 | 3 | 6000 | 30%
Control Devices | 2 | 1.4 | 2 | 3000 | 55%
Control Panels | 2 | 1.4 | 2 | 3000 | 55%
Ducts | 1 | 1.3 | 1 | 1500 | 10%
Electrical Outlets | 1 | 1.3 | 1 | 1500 | 55%
Fire Alarm Devices | 1 | 1.3 | 1 | 1500 | 55%
Generator | 4 | 1.6 | 3 | 6000 | 30%
Heat Interface Units | 4 | 1.6 | 3 | 6000 | 30%
Heat Pumps | 4 | 1.6 | 3 | 6000 | 30%
Lighting Control Devices | 2 | 1.4 | 2 | 3000 | 55%
Luminaires | 2 | 1.4 | 2 | 3000 | 55%
MVHR | 4 | 1.6 | 3 | 6000 | 30%
Other | 4 | 1.6 | 3 | 6000 | 55%
Pipes | 1 | 1.3 | 1 | 1500 | 10%
Pumps | 2 | 1.4 | 2 | 3000 | 30%
Radiators | 2 | 1.4 | 2 | 3000 | 20%
Sensors | 2 | 1.4 | 2 | 3000 | 55%
Switchgear | 4 | 1.6 | 3 | 6000 | 55%
Thermal Store | 2 | 1.4 | 2 | 3000 | 30%
UPS | 4 | 1.6 | 3 | 6000 | 55%
Valves | 1 | 1.3 | 1 | 1500 | 30%

## Global Cities (hidden)
Lookup | city | city_ascii | lat | lng | country | iso2 | iso3 | admin_name | capital | population | id
‘Afrīn, Ḩalab, Syria | ‘Afrīn | `Afrin | 36.5119 | 36.8694 | Syria | SY | SYR | Ḩalab | minor | 36562 | 1760410858
‘Afula, Northern, Israel | ‘Afula | `Afula | 32.6078 | 35.2897 | Israel | IL | ISR | Northern |  | 44930 | 1376077681
‘Ajlūn, ‘Ajlūn, Jordan | ‘Ajlūn | `Ajlun | 32.3325 | 35.7517 | Jordan | JO | JOR | ‘Ajlūn | admin |  | 1400775371
‘Ajmān, ‘Ajmān, United Arab Emirates | ‘Ajmān | `Ajman | 25.3994 | 55.4797 | United Arab Emirates | AE | ARE | ‘Ajmān | admin | 238119 | 1784337875
‘Akko, Northern, Israel | ‘Akko | `Akko | 32.9261 | 35.0839 | Israel | IL | ISR | Northern |  | 47675 | 1376781950
‘Alavīcheh, Eşfahān, Iran | ‘Alavīcheh | `Alavicheh | 33.0528 | 51.0825 | Iran | IR | IRN | Eşfahān |  | 5692 | 1364605877
‘Amrān, ‘Amrān, Yemen | ‘Amrān | `Amran | 15.65 | 43.9333 | Yemen | YE | YEM | ‘Amrān | admin | 90792 | 1887433410
‘Āmūdā, Al Ḩasakah, Syria | ‘Āmūdā | `Amuda | 37.1042 | 40.93 | Syria | SY | SYR | Al Ḩasakah | minor | 47580 | 1760247135
‘Ar‘ar, Al Ḩudūd ash Shamālīyah, Saudi Arabia | ‘Ar‘ar | `Ar`ar | 30.9833 | 41.0167 | Saudi Arabia | SA | SAU | Al Ḩudūd ash Shamālīyah | admin | 167057 | 1682664517
‘Arad, Southern, Israel | ‘Arad | `Arad | 31.2603 | 35.2147 | Israel | IL | ISR | Southern |  | 24436 | 1376674296
‘Ataq, Shabwah, Yemen | ‘Ataq | `Ataq | 14.55 | 46.8 | Yemen | YE | YEM | Shabwah | admin | 37315 | 1887172893
‘Ayn ‘Īsá, Ar Raqqah, Syria | ‘Ayn ‘Īsá | `Ayn `Isa | 36.3858 | 38.8472 | Syria | SY | SYR | Ar Raqqah | minor | 6730 | 1760078370
‘Ibrī, Ad Dākhilīyah, Oman | ‘Ibrī | `Ibri | 23.2254 | 56.517 | Oman | OM | OMN | Ad Dākhilīyah | admin | 101640 | 1512077267
‘Omer, Southern, Israel | ‘Omer | `Omer | 31.2683 | 34.8489 | Israel | IL | ISR | Southern |  | 7339 | 1376441239
‘Unayzah, Al Qaşīm, Saudi Arabia | ‘Unayzah | `Unayzah | 26.084 | 43.994 | Saudi Arabia | SA | SAU | Al Qaşīm |  | 163729 | 1682546519
’Arāba, Northern, Israel | ’Arāba | 'Araba | 32.8511 | 35.3386 | Israel | IL | ISR | Northern |  | 27000 | 1376617057
’s-Hertogenbosch, Noord-Brabant, Netherlands | ’s-Hertogenbosch | 's-Hertogenbosch | 51.6833 | 5.3167 | Netherlands | NL | NLD | Noord-Brabant | admin | 134520 | 1528012333
A Coruña, Galicia, Spain | A Coruña | A Coruna | 43.3713 | -8.4188 | Spain | ES | ESP | Galicia | minor | 370610 | 1724417375
Aachen, North Rhine-Westphalia, Germany | Aachen | Aachen | 50.7762 | 6.0838 | Germany | DE | DEU | North Rhine-Westphalia | minor | 247380 | 1276805572
Aalborg, Nordjylland, Denmark | Aalborg | Aalborg | 57.0337 | 9.9166 | Denmark | DK | DNK | Nordjylland | admin | 122219 | 1208789278
Aalen, Baden-Württemberg, Germany | Aalen | Aalen | 48.8372 | 10.0936 | Germany | DE | DEU | Baden-Württemberg | minor | 68456 | 1276757787
Aalst, Flanders, Belgium | Aalst | Aalst | 50.9333 | 4.0333 | Belgium | BE | BEL | Flanders | minor | 85715 | 1056695813
Äänekoski, Keski-Suomi, Finland | Äänekoski | Aanekoski | 62.6042 | 25.7264 | Finland | FI | FIN | Keski-Suomi | minor | 19919 | 1246710490
Aarau, Aargau, Switzerland | Aarau | Aarau | 47.3923 | 8.0446 | Switzerland | CH | CHE | Aargau | admin | 21268 | 1756722157
Aarhus, Midtjylland, Denmark | Aarhus | Aarhus | 56.1572 | 10.2107 | Denmark | DK | DNK | Midtjylland | minor | 237551 | 1208841031
Aasiaat, Qaasuitsup, Greenland | Aasiaat | Aasiaat | 68.7097 | -52.8694 | Greenland | GL | GRL | Qaasuitsup | admin | 3134 | 1304194714
Aba, Abia, Nigeria | Aba | Aba | 5.1167 | 7.3667 | Nigeria | NG | NGA | Abia | minor | 500183 | 1566262000
Abadan, Ahal, Turkmenistan | Abadan | Abadan | 38.0517 | 58.21 | Turkmenistan | TM | TKM | Ahal |  | 40813 | 1795394170
Abadla, Béchar, Algeria | Abadla | Abadla | 31.0171 | -2.7333 | Algeria | DZ | DZA | Béchar |  | 14364 | 1012262770
Abaetetuba, Pará, Brazil | Abaetetuba | Abaetetuba | -1.7245 | -48.8849 | Brazil | BR | BRA | Pará |  | 79420 | 1076974632
Abaí, Caazapá, Paraguay | Abaí | Abai | -26.0296 | -55.94 | Paraguay | PY | PRY | Caazapá |  | 3024 | 1600189926
Abakaliki, Ebonyi, Nigeria | Abakaliki | Abakaliki | 6.3249 | 8.1137 | Nigeria | NG | NGA | Ebonyi | admin |  | 1566879878
Abakan, Khakasiya, Russia | Abakan | Abakan | 53.7167 | 91.4167 | Russia | RU | RUS | Khakasiya | admin | 181709 | 1643946203
Abancay, Apurímac, Peru | Abancay | Abancay | -13.6333 | -72.8833 | Peru | PE | PER | Apurímac | admin | 72277 | 1604782074
Abashiri, Hokkaidō, Japan | Abashiri | Abashiri | 44.0206 | 144.2736 | Japan | JP | JPN | Hokkaidō |  | 35205 | 1392204790
Abasolo, Guanajuato, Mexico | Abasolo | Abasolo | 20.4511 | -101.5289 | Mexico | MX | MEX | Guanajuato | minor | 27389 | 1484064616
Abasolo, Tamaulipas, Mexico | Abasolo | Abasolo | 24.0559 | -98.3733 | Mexico | MX | MEX | Tamaulipas | minor | 11862 | 1484491384
Abaza, Khakasiya, Russia | Abaza | Abaza | 52.65 | 90.0833 | Russia | RU | RUS | Khakasiya |  | 15335 | 1643885049
Abbeville, Hauts-de-France, France | Abbeville | Abbeville | 50.1058 | 1.8358 | France | FR | FRA | Hauts-de-France | minor | 22946 | 1250376759
Abbeville, Louisiana, United States | Abbeville | Abbeville | 29.975 | -92.1265 | United States | US | USA | Louisiana |  | 19470 | 1840014005
Abbeville, South Carolina, United States | Abbeville | Abbeville | 34.1787 | -82.3774 | United States | US | USA | South Carolina |  | 5019 | 1840013618
Abbots Langley, Hertfordshire, United Kingdom | Abbots Langley | Abbots Langley | 51.701 | -0.416 | United Kingdom | GB | GBR | Hertfordshire |  | 19574 | 1826455551
Abbotsford, British Columbia, Canada | Abbotsford | Abbotsford | 49.05 | -122.3167 | Canada | CA | CAN | British Columbia |  | 141397 | 1124808029
Abbottabad, Khyber Pakhtunkhwa, Pakistan | Abbottabad | Abbottabad | 34.15 | 73.2167 | Pakistan | PK | PAK | Khyber Pakhtunkhwa | minor | 148587 | 1586788758
Abdul Hakim, Punjab, Pakistan | Abdul Hakim | Abdul Hakim | 30.5522 | 72.1278 | Pakistan | PK | PAK | Punjab |  | 51494 | 1586991157
Abdulino, Orenburgskaya Oblast’, Russia | Abdulino | Abdulino | 53.6833 | 53.65 | Russia | RU | RUS | Orenburgskaya Oblast’ |  | 19222 | 1643685252
Abdurahmoni Jomí, Khatlon, Tajikistan | Abdurahmoni Jomí | Abdurahmoni Jomi | 37.9794 | 68.689 | Tajikistan | TJ | TJK | Khatlon | minor | 8925 | 1762589864
Abéché, Ouaddaï, Chad | Abéché | Abeche | 13.8331 | 20.8347 | Chad | TD | TCD | Ouaddaï | admin | 76492 | 1148461151
Abenberg, Bavaria, Germany | Abenberg | Abenberg | 49.2406 | 10.9619 | Germany | DE | DEU | Bavaria |  | 5511 | 1276058642
Abengourou, Comoé, Côte D’Ivoire | Abengourou | Abengourou | 6.7297 | -3.4964 | Côte D’Ivoire | CI | CIV | Comoé | admin | 104020 | 1384295898
Abensberg, Bavaria, Germany | Abensberg | Abensberg | 48.8109 | 11.8595 | Germany | DE | DEU | Bavaria |  | 13946 | 1276501504
Abeokuta, Ogun, Nigeria | Abeokuta | Abeokuta | 7.15 | 3.35 | Nigeria | NG | NGA | Ogun | admin | 888924 | 1566979497
Aberaman, Rhondda Cynon Taff, United Kingdom | Aberaman | Aberaman | 51.7 | -3.4333 | United Kingdom | GB | GBR | Rhondda Cynon Taff |  | 9964 | 1826702294
Aberbargoed, Caerphilly, United Kingdom | Aberbargoed | Aberbargoed | 51.6968 | -3.224 | United Kingdom | GB | GBR | Caerphilly |  | 9184 | 1826650581
Abercarn, Caerphilly, United Kingdom | Abercarn | Abercarn | 51.649 | -3.135 | United Kingdom | GB | GBR | Caerphilly |  | 5352 | 1826505762
Abercynon, Rhondda Cynon Taff, United Kingdom | Abercynon | Abercynon | 51.6445 | -3.3267 | United Kingdom | GB | GBR | Rhondda Cynon Taff |  | 6390 | 1826152445
Aberdare, Rhondda Cynon Taff, United Kingdom | Aberdare | Aberdare | 51.713 | -3.445 | United Kingdom | GB | GBR | Rhondda Cynon Taff |  | 39550 | 1826427395
Aberdeen, Aberdeen City, United Kingdom | Aberdeen | Aberdeen | 57.15 | -2.11 | United Kingdom | GB | GBR | Aberdeen City |  | 214610 | 1826324306
Aberdeen, Washington, United States | Aberdeen | Aberdeen | 46.9757 | -123.8094 | United States | US | USA | Washington |  | 29609 | 1840018446
Aberdeen, South Dakota, United States | Aberdeen | Aberdeen | 45.4646 | -98.468 | United States | US | USA | South Dakota |  | 28134 | 1840002032
Aberdeen, New Jersey, United States | Aberdeen | Aberdeen | 40.4165 | -74.2249 | United States | US | USA | New Jersey |  | 18317 | 1840081652
Aberdeen, Maryland, United States | Aberdeen | Aberdeen | 39.5146 | -76.173 | United States | US | USA | Maryland |  | 16019 | 1840005666
Aberdeen, North Carolina, United States | Aberdeen | Aberdeen | 35.135 | -79.4326 | United States | US | USA | North Carolina |  | 7988 | 1840015433
Abergavenny, Monmouthshire, United Kingdom | Abergavenny | Abergavenny | 51.824 | -3.0167 | United Kingdom | GB | GBR | Monmouthshire |  | 12515 | 1826362404
Abergele, Conwy, United Kingdom | Abergele | Abergele | 53.28 | -3.58 | United Kingdom | GB | GBR | Conwy |  | 10577 | 1826468444
Abersychan, Torfaen, United Kingdom | Abersychan | Abersychan | 51.7239 | -3.0587 | United Kingdom | GB | GBR | Torfaen |  | 7064 | 1826701602
Abertawe, Swansea, United Kingdom | Abertawe | Abertawe | 51.6167 | -3.95 | United Kingdom | GB | GBR | Swansea |  | 245500 | 1826574888
Abertillery, Blaenau Gwent, United Kingdom | Abertillery | Abertillery | 51.73 | -3.13 | United Kingdom | GB | GBR | Blaenau Gwent |  | 11601 | 1826675845
Aberystwyth, Ceredigion, United Kingdom | Aberystwyth | Aberystwyth | 52.414 | -4.081 | United Kingdom | GB | GBR | Ceredigion |  | 18093 | 1826420477
Abhā, ‘Asīr, Saudi Arabia | Abhā | Abha | 18.2167 | 42.5 | Saudi Arabia | SA | SAU | ‘Asīr | admin | 236157 | 1682759151
Abidjan, Abidjan, Côte D’Ivoire | Abidjan | Abidjan | 5.3364 | -4.0267 | Côte D’Ivoire | CI | CIV | Abidjan | primary | 4980000 | 1384207980
Abiko, Chiba, Japan | Abiko | Abiko | 35.8642 | 140.0282 | Japan | JP | JPN | Chiba |  | 131026 | 1392000342
Abilene, Texas, United States | Abilene | Abilene | 32.4543 | -99.7384 | United States | US | USA | Texas |  | 116412 | 1840019476
Abilene, Kansas, United States | Abilene | Abilene | 38.9229 | -97.2251 | United States | US | USA | Kansas |  | 6390 | 1840001629
Abim, Abim, Uganda | Abim | Abim | 2.7017 | 33.6761 | Uganda | UG | UGA | Abim | admin |  | 1800199589
Abingdon, Oxfordshire, United Kingdom | Abingdon | Abingdon | 51.667 | -1.283 | United Kingdom | GB | GBR | Oxfordshire |  | 39809 | 1826918722
Abingdon, Virginia, United States | Abingdon | Abingdon | 36.7089 | -81.9713 | United States | US | USA | Virginia |  | 7867 | 1840006529
Abington, Pennsylvania, United States | Abington | Abington | 40.1108 | -75.1146 | United States | US | USA | Pennsylvania |  | 55573 | 1840035369
Abington, Massachusetts, United States | Abington | Abington | 42.118 | -70.959 | United States | US | USA | Massachusetts |  | 16330 | 1840053564
Abinsk, Krasnodarskiy Kray, Russia | Abinsk | Abinsk | 44.8667 | 38.1667 | Russia | RU | RUS | Krasnodarskiy Kray | minor | 38547 | 1643216828
Abira, Hokkaidō, Japan | Abira | Abira | 42.7628 | 141.8181 | Japan | JP | JPN | Hokkaidō |  | 7825 | 1392460076
Abohar, Punjab, India | Abohar | Abohar | 30.1204 | 74.29 | India | IN | IND | Punjab |  | 130603 | 1356846795
Aboisso, Comoé, Côte D’Ivoire | Aboisso | Aboisso | 5.4667 | -3.2 | Côte D’Ivoire | CI | CIV | Comoé | minor | 37654 | 1384385857
Abomey, Zou, Benin | Abomey | Abomey | 7.1853 | 1.9914 | Benin | BJ | BEN | Zou | admin | 82154 | 1204597697
Abong Mbang, Est, Cameroon | Abong Mbang | Abong Mbang | 3.9833 | 13.1667 | Cameroon | CM | CMR | Est |  | 14661 | 1120726386
Abony, Pest, Hungary | Abony | Abony | 47.1892 | 20.0053 | Hungary | HU | HUN | Pest |  | 14392 | 1348748527
Abovyan, Kotayk’, Armenia | Abovyan | Abovyan | 40.2739 | 44.6256 | Armenia | AM | ARM | Kotayk’ |  | 44400 | 1051509043
Abra Pampa, Jujuy, Argentina | Abra Pampa | Abra Pampa | -22.7167 | -65.7 | Argentina | AR | ARG | Jujuy | minor | 4480 | 1032997640
Abram, Wigan, United Kingdom | Abram | Abram | 53.508 | -2.588 | United Kingdom | GB | GBR | Wigan |  | 9855 | 1826869753
Abreus, Cienfuegos, Cuba | Abreus | Abreus | 22.2806 | -80.5678 | Cuba | CU | CUB | Cienfuegos |  | 23144 | 1192567991
Abrīsham, Eşfahān, Iran | Abrīsham | Abrisham | 32.555 | 51.5731 | Iran | IR | IRN | Eşfahān |  | 19406 | 1364088280
Abrud, Alba, Romania | Abrud | Abrud | 46.2739 | 23.05 | Romania | RO | ROU | Alba |  | 5072 | 1642576907
Absecon, New Jersey, United States | Absecon | Absecon | 39.4228 | -74.4944 | United States | US | USA | New Jersey |  | 8818 | 1840003797
Abu, Rājasthān, India | Abu | Abu | 24.5925 | 72.7083 | India | IN | IND | Rājasthān |  | 22943 | 1356598126
Abu Dhabi, Abū Z̧aby, United Arab Emirates | Abu Dhabi | Abu Dhabi | 24.4781 | 54.3686 | United Arab Emirates | AE | ARE | Abū Z̧aby | primary | 1000000 | 1784176710
Abū Qīr, Al Iskandarīyah, Egypt | Abū Qīr | Abu Qir | 31.3167 | 30.0667 | Egypt | EG | EGY | Al Iskandarīyah |  | 37997 | 1818093442
Abuja, Federal Capital Territory, Nigeria | Abuja | Abuja | 9.0556 | 7.4914 | Nigeria | NG | NGA | Federal Capital Territory | primary | 1235880 | 1566342270
Abunã, Rondônia, Brazil | Abunã | Abuna | -9.6954 | -65.3597 | Brazil | BR | BRA | Rondônia |  | 1929 | 1076632448
Abūzeydābād, Eşfahān, Iran | Abūzeydābād | Abuzeydabad | 33.9042 | 51.7686 | Iran | IR | IRN | Eşfahān |  | 5160 | 1364675175
Acala, Chiapas, Mexico | Acala | Acala | 16.5533 | -92.8069 | Mexico | MX | MEX | Chiapas | minor | 13889 | 1484788928
Acámbaro, Guanajuato, Mexico | Acámbaro | Acambaro | 20.0361 | -100.7314 | Mexico | MX | MEX | Guanajuato | minor | 57972 | 1484524073
Acambay, México, Mexico | Acambay | Acambay | 19.9539 | -99.8431 | Mexico | MX | MEX | México | minor | 56847 | 1484667611
Acanceh, Yucatán, Mexico | Acanceh | Acanceh | 20.8133 | -89.4524 | Mexico | MX | MEX | Yucatán | minor | 10968 | 1484170180
Acapulco de Juárez, Guerrero, Mexico | Acapulco de Juárez | Acapulco de Juarez | 16.8636 | -99.8825 | Mexico | MX | MEX | Guerrero | minor | 687608 | 1484463183
Acaraú, Ceará, Brazil | Acaraú | Acarau | -2.8896 | -40.12 | Brazil | BR | BRA | Ceará |  | 28389 | 1076016462
Acarigua, Portuguesa, Venezuela | Acarigua | Acarigua | 9.5597 | -69.2019 | Venezuela | VE | VEN | Portuguesa | minor | 195637 | 1862134462
Acatlán, Hidalgo, Mexico | Acatlán | Acatlan | 20.1444 | -98.4383 | Mexico | MX | MEX | Hidalgo | minor | 17914 | 1484652472
Acatlán de Osorio, Puebla, Mexico | Acatlán de Osorio | Acatlan de Osorio | 18.2086 | -98.0575 | Mexico | MX | MEX | Puebla |  | 18879 | 1484340141
Acatzingo, Puebla, Mexico | Acatzingo | Acatzingo | 18.9817 | -97.7822 | Mexico | MX | MEX | Puebla | minor | 52078 | 1484022961
Acaxochitlán, Hidalgo, Mexico | Acaxochitlán | Acaxochitlan | 20.1667 | -98.2 | Mexico | MX | MEX | Hidalgo | minor | 34892 | 1484005465
Acayucan, Veracruz, Mexico | Acayucan | Acayucan | 17.9422 | -94.9103 | Mexico | MX | MEX | Veracruz | minor | 83817 | 1484349924
Accokeek, Maryland, United States | Accokeek | Accokeek | 38.6745 | -77.0023 | United States | US | USA | Maryland |  | 11895 | 1840005943
Accra, Greater Accra, Ghana | Accra | Accra | 5.6037 | -0.187 | Ghana | GH | GHA | Greater Accra | primary | 2291352 | 1288299415
Accrington, Lancashire, United Kingdom | Accrington | Accrington | 53.7534 | -2.3638 | United Kingdom | GB | GBR | Lancashire |  | 35456 | 1826709919
Achacachi, La Paz, Bolivia | Achacachi | Achacachi | -16.0444 | -68.685 | Bolivia | BO | BOL | La Paz |  | 8857 | 1068370700
Achères, Île-de-France, France | Achères | Acheres | 48.9602 | 2.0684 | France | FR | FRA | Île-de-France |  | 21017 | 1250623309
Achern, Baden-Württemberg, Germany | Achern | Achern | 48.6314 | 8.0739 | Germany | DE | DEU | Baden-Württemberg |  | 25630 | 1276045216
Achim, Lower Saxony, Germany | Achim | Achim | 53.013 | 9.033 | Germany | DE | DEU | Lower Saxony |  | 31911 | 1276242263
Achinsk, Krasnoyarskiy Kray, Russia | Achinsk | Achinsk | 56.2817 | 90.5039 | Russia | RU | RUS | Krasnoyarskiy Kray |  | 105264 | 1643890929
Acomb, York, United Kingdom | Acomb | Acomb | 53.955 | -1.126 | United Kingdom | GB | GBR | York |  | 22215 | 1826310349
Aconibe, Wele-Nzas, Equatorial Guinea | Aconibe | Aconibe | 1.3 | 10.9333 | Equatorial Guinea | GQ | GNQ | Wele-Nzas |  | 13382 | 1226173790
Acquaviva, Acquaviva, San Marino | Acquaviva | Acquaviva | 43.9453 | 12.4183 | San Marino | SM | SMR | Acquaviva | admin |  | 1674696011
Ács, Komárom-Esztergom, Hungary | Ács | Acs | 47.71 | 18.0156 | Hungary | HU | HUN | Komárom-Esztergom |  | 6771 | 1348054634
Acton, Ealing, United Kingdom | Acton | Acton | 51.5135 | -0.2707 | United Kingdom | GB | GBR | Ealing |  | 62480 | 1826793320
Acton, Massachusetts, United States | Acton | Acton | 42.4843 | -71.4378 | United States | US | USA | Massachusetts |  | 23561 | 1840053471
Acton, California, United States | Acton | Acton | 34.4956 | -118.1857 | United States | US | USA | California |  | 7185 | 1840017917
Acton Vale, Quebec, Canada | Acton Vale | Acton Vale | 45.65 | -72.5667 | Canada | CA | CAN | Quebec |  | 7664 | 1124864792
Actopan, Hidalgo, Mexico | Actopan | Actopan | 20.267 | -98.933 | Mexico | MX | MEX | Hidalgo |  | 56429 | 1484903562
Actopan, Veracruz, Mexico | Actopan | Actopan | 19.5036 | -96.6192 | Mexico | MX | MEX | Veracruz | minor | 43388 | 1484594634
Açu, Rio Grande do Norte, Brazil | Açu | Acu | -5.5796 | -36.9101 | Brazil | BR | BRA | Rio Grande do Norte |  | 36125 | 1076000524
Acushnet, Massachusetts, United States | Acushnet | Acushnet | 41.7139 | -70.9012 | United States | US | USA | Massachusetts |  | 10483 | 1840131572
Acworth, Georgia, United States | Acworth | Acworth | 34.0566 | -84.6715 | United States | US | USA | Georgia |  | 22818 | 1840013688
Aḑ Ḑab‘ah, Maţrūḩ, Egypt | Aḑ Ḑab‘ah | Ad Dab`ah | 31.0338 | 28.4333 | Egypt | EG | EGY | Maţrūḩ |  | 14212 | 1818525598
Aḑ Ḑāli‘, Aḑ Ḑāli‘, Yemen | Aḑ Ḑāli‘ | Ad Dali` | 13.6957 | 44.7314 | Yemen | YE | YEM | Aḑ Ḑāli‘ | admin |  | 1887607369
Ad Dammām, Ash Sharqīyah, Saudi Arabia | Ad Dammām | Ad Dammam | 26.4333 | 50.1 | Saudi Arabia | SA | SAU | Ash Sharqīyah | admin | 903312 | 1682452296
Ad Dilam, Ar Riyāḑ, Saudi Arabia | Ad Dilam | Ad Dilam | 23.9934 | 47.1643 | Saudi Arabia | SA | SAU | Ar Riyāḑ |  | 40114 | 1682822109
Ad Dir‘īyah, Ar Riyāḑ, Saudi Arabia | Ad Dir‘īyah | Ad Dir`iyah | 24.7333 | 46.5756 | Saudi Arabia | SA | SAU | Ar Riyāḑ |  | 43269 | 1682421969
Ad Dīs ash Sharqīyah, Ḩaḑramawt, Yemen | Ad Dīs ash Sharqīyah | Ad Dis ash Sharqiyah | 14.8833 | 49.8667 | Yemen | YE | YEM | Ḩaḑramawt | minor | 16614 | 1887711312
Ad Dīwānīyah, Al Qādisīyah, Iraq | Ad Dīwānīyah | Ad Diwaniyah | 31.9892 | 44.9247 | Iraq | IQ | IRQ | Al Qādisīyah | admin | 391600 | 1368864006
Ad Diwem, White Nile, Sudan | Ad Diwem | Ad Diwem | 13.9904 | 32.3 | Sudan | SD | SDN | White Nile |  | 87068 | 1729364292
Ad Duraykīsh, Ţarţūs, Syria | Ad Duraykīsh | Ad Duraykish | 34.8969 | 36.1346 | Syria | SY | SYR | Ţarţūs | minor | 13244 | 1760515031
Ada, Ada, Serbia | Ada | Ada | 45.8014 | 20.1222 | Serbia | RS | SRB | Ada | admin | 10547 | 1688687750
Ada, Oklahoma, United States | Ada | Ada | 34.7683 | -96.6689 | United States | US | USA | Oklahoma |  | 17840 | 1840019191
Ada, Ohio, United States | Ada | Ada | 40.7681 | -83.8253 | United States | US | USA | Ohio |  | 5537 | 1840010371
Adamantina, São Paulo, Brazil | Adamantina | Adamantina | -21.6847 | -51.0733 | Brazil | BR | BRA | São Paulo |  | 35048 | 1076252044
Adams, Massachusetts, United States | Adams | Adams | 42.6269 | -73.1187 | United States | US | USA | Massachusetts |  | 8172 | 1840053644
Adams, New York, United States | Adams | Adams | 43.8511 | -76.0379 | United States | US | USA | New York |  | 5114 | 1840004119
Adams Township, Pennsylvania, United States | Adams Township | Adams Township | 40.7092 | -80.012 | United States | US | USA | Pennsylvania |  | 13467 | 1840149061
Adams Township, Pennsylvania, United States | Adams Township | Adams Township | 40.2876 | -78.7452 | United States | US | USA | Pennsylvania |  | 5685 | 1840145840
Adana, Adana, Turkey | Adana | Adana | 37 | 35.325 | Turkey | TR | TUR | Adana | admin | 2220125 | 1792783772
Ādaži, Ādažu Novads, Latvia | Ādaži | Adazi | 57.0705 | 24.3371 | Latvia | LV | LVA | Ādažu Novads | admin |  | 1428843734
Addanki, Andhra Pradesh, India | Addanki | Addanki | 15.811 | 79.9738 | India | IN | IND | Andhra Pradesh |  | 43850 | 1356837121
Addis, Louisiana, United States | Addis | Addis | 30.3652 | -91.2659 | United States | US | USA | Louisiana |  | 6221 | 1840015915
Addis Ababa, Ādīs Ābeba, Ethiopia | Addis Ababa | Addis Ababa | 9.0272 | 38.7369 | Ethiopia | ET | ETH | Ādīs Ābeba | primary | 3041002 | 1231824991
Addison, Illinois, United States | Addison | Addison | 41.9314 | -88.0085 | United States | US | USA | Illinois |  | 36482 | 1840010171
Addison, Texas, United States | Addison | Addison | 32.959 | -96.8355 | United States | US | USA | Texas |  | 16263 | 1840022057
Addlestone, Surrey, United Kingdom | Addlestone | Addlestone | 51.3695 | -0.4901 | United Kingdom | GB | GBR | Surrey |  | 15883 | 1826253359
Adel, Leeds, United Kingdom | Adel | Adel | 53.8489 | -1.5849 | United Kingdom | GB | GBR | Leeds |  | 19430 | 1826917092
Adel, Georgia, United States | Adel | Adel | 31.1272 | -83.4232 | United States | US | USA | Georgia |  | 6989 | 1840013879
Adelaide, South Australia, Australia | Adelaide | Adelaide | -34.9289 | 138.6011 | Australia | AU | AUS | South Australia | admin | 1345777 | 1036538171
Adelaide River, Northern Territory, Australia | Adelaide River | Adelaide River | -13.2381 | 131.1061 | Australia | AU | AUS | Northern Territory |  | 353 | 1036136750
Adelanto, California, United States | Adelanto | Adelanto | 34.5815 | -117.4397 | United States | US | USA | California |  | 34049 | 1840019117
Adelphi, Maryland, United States | Adelphi | Adelphi | 39.0017 | -76.9649 | United States | US | USA | Maryland |  | 15751 | 1840005944
Aden, ‘Adan, Yemen | Aden | Aden | 12.8 | 45.0333 | Yemen | YE | YEM | ‘Adan | admin | 507355 | 1887867886
Ādēt, Āmara, Ethiopia | Ādēt | Adet | 11.2667 | 37.4833 | Ethiopia | ET | ETH | Āmara |  | 21117 | 1231929103
Adi Keyh, Ma’ākel, Eritrea | Adi Keyh | Adi Keyh | 14.8333 | 39.3667 | Eritrea | ER | ERI | Ma’ākel |  | 13061 | 1232384326
Ādīgrat, Tigray, Ethiopia | Ādīgrat | Adigrat | 14.2667 | 39.45 | Ethiopia | ET | ETH | Tigray |  | 76400 | 1231492773
Adilābād, Telangana, India | Adilābād | Adilabad | 19.6667 | 78.5333 | India | IN | IND | Telangana |  | 117167 | 1356085840
Adıyaman, Adıyaman, Turkey | Adıyaman | Adiyaman | 37.7644 | 38.2763 | Turkey | TR | TUR | Adıyaman | admin | 304615 | 1792686663
Adjala-Tosorontio, Ontario, Canada | Adjala-Tosorontio | Adjala-Tosorontio | 44.1333 | -79.9333 | Canada | CA | CAN | Ontario |  | 10975 | 1124000498
Adjumani, Adjumani, Uganda | Adjumani | Adjumani | 3.3614 | 31.8097 | Uganda | UG | UGA | Adjumani | admin | 34700 | 1800855823
Adlington, Lancashire, United Kingdom | Adlington | Adlington | 53.6165 | -2.5986 | United Kingdom | GB | GBR | Lancashire |  | 6010 | 1826696408
Adliswil, Zürich, Switzerland | Adliswil | Adliswil | 47.3122 | 8.5256 | Switzerland | CH | CHE | Zürich |  | 18731 | 1756221733
Ado-Ekiti, Ekiti, Nigeria | Ado-Ekiti | Ado-Ekiti | 7.6167 | 5.2167 | Nigeria | NG | NGA | Ekiti | admin | 446749 | 1566196391
Ādoni, Andhra Pradesh, India | Ādoni | Adoni | 15.63 | 77.28 | India | IN | IND | Andhra Pradesh |  | 184625 | 1356357749
Adrar, Adrar, Algeria | Adrar | Adrar | 27.8742 | -0.2939 | Algeria | DZ | DZA | Adrar | admin | 56910 | 1012462113
Adrian, Michigan, United States | Adrian | Adrian | 41.8994 | -84.0446 | United States | US | USA | Michigan |  | 43689 | 1840003226
Adrogue, Buenos Aires, Argentina | Adrogue | Adrogue | -34.8 | -58.3833 | Argentina | AR | ARG | Buenos Aires |  | 28265 | 1032827397
Adwick le Street, Doncaster, United Kingdom | Adwick le Street | Adwick le Street | 53.5677 | -1.1931 | United Kingdom | GB | GBR | Doncaster |  | 15911 | 1826413996
Adygeysk, Adygeya, Russia | Adygeysk | Adygeysk | 44.88 | 39.19 | Russia | RU | RUS | Adygeya | minor | 12745 | 1643365200
Aesch, Basel-Landschaft, Switzerland | Aesch | Aesch | 47.4694 | 7.5942 | Switzerland | CH | CHE | Basel-Landschaft |  | 10352 | 1756884116
Afega, Tuamasaga, Samoa | Afega | Afega | -13.7973 | -171.8531 | Samoa | WS | WSM | Tuamasaga | admin |  | 1882284139
Affoltern am Albis, Zürich, Switzerland | Affoltern am Albis | Affoltern am Albis | 47.2817 | 8.4502 | Switzerland | CH | CHE | Zürich |  | 12080 | 1756025824
Affton, Missouri, United States | Affton | Affton | 38.5499 | -90.3264 | United States | US | USA | Missouri |  | 20187 | 1840006124
Aflao, Volta, Ghana | Aflao | Aflao | 6.1188 | 1.1946 | Ghana | GH | GHA | Volta |  | 66546 | 1288563374
Afyonkarahisar, Afyonkarahisar, Turkey | Afyonkarahisar | Afyonkarahisar | 38.7581 | 30.5386 | Turkey | TR | TUR | Afyonkarahisar | admin | 299673 | 1792855788
Agadez, Agadez, Niger | Agadez | Agadez | 16.9959 | 7.9828 | Niger | NE | NER | Agadez | admin | 117770 | 1562789067
Agadir, Souss-Massa, Morocco | Agadir | Agadir | 30.4167 | -9.5833 | Morocco | MA | MAR | Souss-Massa | admin | 421844 | 1504116858
Agago, Agago, Uganda | Agago | Agago | 2.8338 | 33.3336 | Uganda | UG | UGA | Agago | admin |  | 1800321499
Agapa, Krasnoyarskiy Kray, Russia | Agapa | Agapa | 71.4504 | 89.25 | Russia | RU | RUS | Krasnoyarskiy Kray |  | 10 | 1643009087
Agartala, Tripura, India | Agartala | Agartala | 23.8333 | 91.2667 | India | IN | IND | Tripura | admin | 522613 | 1356148992
Agawam, Massachusetts, United States | Agawam | Agawam | 42.0657 | -72.6526 | United States | US | USA | Massachusetts |  | 28613 | 1840031157
Agboville, Lagunes, Côte D’Ivoire | Agboville | Agboville | 5.9333 | -4.2167 | Côte D’Ivoire | CI | CIV | Lagunes | minor | 81770 | 1384823872
Ağcabədi, Ağcabədi, Azerbaijan | Ağcabədi | Agcabadi | 40.0489 | 47.4502 | Azerbaijan | AZ | AZE | Ağcabədi | admin | 39200 | 1031860893
Ağdam, Ağdam, Azerbaijan | Ağdam | Agdam | 39.9833 | 46.9167 | Azerbaijan | AZ | AZE | Ağdam | admin | 3770 | 1031176858
Ağdam, Tovuz, Azerbaijan | Ağdam | Agdam | 40.9053 | 45.5564 | Azerbaijan | AZ | AZE | Tovuz |  | 0 | 1031834023
Ağdaş, Ağdaş, Azerbaijan | Ağdaş | Agdas | 40.65 | 47.4833 | Azerbaijan | AZ | AZE | Ağdaş | admin | 29600 | 1031916654
Agde, Occitanie, France | Agde | Agde | 43.3108 | 3.4758 | France | FR | FRA | Occitanie |  | 28609 | 1250539086
Agen, Nouvelle-Aquitaine, France | Agen | Agen | 44.2049 | 0.6212 | France | FR | FRA | Nouvelle-Aquitaine | minor | 33576 | 1250059626
Ageoshimo, Saitama, Japan | Ageoshimo | Ageoshimo | 35.9775 | 139.5933 | Japan | JP | JPN | Saitama |  | 225907 | 1392046664
Aghbal, Oriental, Morocco | Aghbal | Aghbal | 34.9382 | -2.1455 | Morocco | MA | MAR | Oriental |  | 14908 | 1504000927
Agidel, Bashkortostan, Russia | Agidel | Agidel | 55.9 | 53.9333 | Russia | RU | RUS | Bashkortostan |  | 14601 | 1643864231
Aginskoye, Zabaykal’skiy Kray, Russia | Aginskoye | Aginskoye | 51.1031 | 114.5228 | Russia | RU | RUS | Zabaykal’skiy Kray |  | 11491 | 1643514234
Ágios Nikólaos, Kríti, Greece | Ágios Nikólaos | Agios Nikolaos | 35.1892 | 25.7173 | Greece | GR | GRC | Kríti | minor | 11421 | 1300945111
Aglona, Aglonas Novads, Latvia | Aglona | Aglona | 56.1327 | 27.0068 | Latvia | LV | LVA | Aglonas Novads | admin |  | 1428424524
Agnita, Sibiu, Romania | Agnita | Agnita | 45.9733 | 24.6172 | Romania | RO | ROU | Sibiu |  | 8732 | 1642697925
Agoura Hills, California, United States | Agoura Hills | Agoura Hills | 34.151 | -118.7608 | United States | US | USA | California |  | 20222 | 1840019221
Āgra, Uttar Pradesh, India | Āgra | Agra | 27.18 | 78.02 | India | IN | IND | Uttar Pradesh |  | 1585705 | 1356187395
Ağrı, Ağrı, Turkey | Ağrı | Agri | 39.7225 | 43.0544 | Turkey | TR | TUR | Ağrı | admin | 149188 | 1792385654
Agriá, Thessalía, Greece | Agriá | Agria | 39.34 | 23.0133 | Greece | GR | GRC | Thessalía |  | 5191 | 1300594984
Agrigento, Sicilia, Italy | Agrigento | Agrigento | 37.3111 | 13.5765 | Italy | IT | ITA | Sicilia | minor | 59329 | 1380721319
Agrínio, Dytikí Elláda, Greece | Agrínio | Agrinio | 38.6167 | 21.4 | Greece | GR | GRC | Dytikí Elláda | minor | 46899 | 1300351677
Ağstafa, Ağstafa, Azerbaijan | Ağstafa | Agstafa | 41.1167 | 45.45 | Azerbaijan | AZ | AZE | Ağstafa | admin | 20200 | 1031889683
Ağsu, Ağsu, Azerbaijan | Ağsu | Agsu | 40.5708 | 48.3928 | Azerbaijan | AZ | AZE | Ağsu | admin | 20200 | 1031748204
Agua Blanca Iturbide, Hidalgo, Mexico | Agua Blanca Iturbide | Agua Blanca Iturbide | 20.35 | -98.35 | Mexico | MX | MEX | Hidalgo |  | 8443 | 1484459690
Agua Prieta, Sonora, Mexico | Agua Prieta | Agua Prieta | 31.3258 | -109.5489 | Mexico | MX | MEX | Sonora | minor | 79138 | 1484381848
Aguadilla, Puerto Rico, Puerto Rico | Aguadilla | Aguadilla | 18.4382 | -67.1536 | Puerto Rico | PR | PRI | Puerto Rico |  | 11170 | 1630035605
Aguaí, São Paulo, Brazil | Aguaí | Aguai | -22.0603 | -46.9736 | Brazil | BR | BRA | São Paulo |  | 34863 | 1076299565
Agualva, Lisboa, Portugal | Agualva | Agualva | 38.77 | -9.2988 | Portugal | PT | PRT | Lisboa |  | 35824 | 1620936507
Águas da Prata, São Paulo, Brazil | Águas da Prata | Aguas da Prata | -21.9369 | -46.7169 | Brazil | BR | BRA | São Paulo |  | 8025 | 1076783240
Águas de Lindóia, São Paulo, Brazil | Águas de Lindóia | Aguas de Lindoia | -22.4758 | -46.6328 | Brazil | BR | BRA | São Paulo |  | 18313 | 1076621560
Aguascalientes, Aguascalientes, Mexico | Aguascalientes | Aguascalientes | 21.876 | -102.296 | Mexico | MX | MEX | Aguascalientes | admin | 934424 | 1484666646
Agudos, São Paulo, Brazil | Agudos | Agudos | -22.4739 | -48.9836 | Brazil | BR | BRA | São Paulo |  | 36524 | 1076000779
Aguelhok, Kidal, Mali | Aguelhok | Aguelhok | 19.4549 | 0.8564 | Mali | ML | MLI | Kidal |  | 9000 | 1466967655
Aguiar da Beira, Guarda, Portugal | Aguiar da Beira | Aguiar da Beira | 40.818 | -7.5414 | Portugal | PT | PRT | Guarda | minor | 5473 | 1620715941
Ahar, Āz̄arbāyjān-e Sharqī, Iran | Ahar | Ahar | 38.475 | 47.0603 | Iran | IR | IRN | Āz̄arbāyjān-e Sharqī | minor | 100641 | 1364602437
Ahaus, North Rhine-Westphalia, Germany | Ahaus | Ahaus | 52.0794 | 7.0134 | Germany | DE | DEU | North Rhine-Westphalia |  | 39223 | 1276411347
Ahfir, Oriental, Morocco | Ahfir | Ahfir | 34.9514 | -2.1025 | Morocco | MA | MAR | Oriental |  | 19630 | 1504027251
Ahlen, North Rhine-Westphalia, Germany | Ahlen | Ahlen | 51.7633 | 7.8911 | Germany | DE | DEU | North Rhine-Westphalia |  | 52582 | 1276843072
Ahmadābād, Gujarāt, India | Ahmadābād | Ahmadabad | 23.03 | 72.58 | India | IN | IND | Gujarāt | minor | 7410000 | 1356304381
Ahmadnagar, Mahārāshtra, India | Ahmadnagar | Ahmadnagar | 19.0833 | 74.7333 | India | IN | IND | Mahārāshtra |  | 350859 | 1356972679
Ahram, Būshehr, Iran | Ahram | Ahram | 28.8825 | 51.2744 | Iran | IR | IRN | Būshehr | minor | 12182 | 1364866540
Ahrensburg, Schleswig-Holstein, Germany | Ahrensburg | Ahrensburg | 53.6747 | 10.2411 | Germany | DE | DEU | Schleswig-Holstein |  | 33472 | 1276744963
Ähtäri, Etelä-Pohjanmaa, Finland | Ähtäri | Ahtari | 62.55 | 24.0694 | Finland | FI | FIN | Etelä-Pohjanmaa | minor | 6068 | 1246810016
Ahuacatlán, Nayarit, Mexico | Ahuacatlán | Ahuacatlan | 21.0536 | -104.4869 | Mexico | MX | MEX | Nayarit | minor | 8819 | 1484972990
Ahuachapán, Ahuachapán, El Salvador | Ahuachapán | Ahuachapan | 13.9214 | -89.845 | El Salvador | SV | SLV | Ahuachapán | admin | 110511 | 1222480039
Ahuimanu, Hawaii, United States | Ahuimanu | Ahuimanu | 21.4379 | -157.8404 | United States | US | USA | Hawaii |  | 8239 | 1840029468
Ahumada, Chihuahua, Mexico | Ahumada | Ahumada | 30.6186 | -106.5122 | Mexico | MX | MEX | Chihuahua | minor | 8575 | 1484004336
Ahvāz, Khūzestān, Iran | Ahvāz | Ahvaz | 31.3203 | 48.6692 | Iran | IR | IRN | Khūzestān | admin | 1184788 | 1364350188
Aībak, Samangān, Afghanistan | Aībak | Aibak | 36.2534 | 68.0394 | Afghanistan | AF | AFG | Samangān | admin | 4938 | 1004564619
Aibonito, Puerto Rico, Puerto Rico | Aibonito | Aibonito | 18.1398 | -66.2659 | Puerto Rico | PR | PRI | Puerto Rico |  | 8352 | 1630035609
Aich, Baden-Württemberg, Germany | Aich | Aich | 48.6228 | 9.2372 | Germany | DE | DEU | Baden-Württemberg |  | 9901 | 1276245097
Aichach, Bavaria, Germany | Aichach | Aichach | 48.45 | 11.1333 | Germany | DE | DEU | Bavaria | minor | 21434 | 1276090074
Aiea, Hawaii, United States | Aiea | Aiea | 21.3865 | -157.9232 | United States | US | USA | Hawaii |  | 9439 | 1840029469
Aígina, Attikí, Greece | Aígina | Aigina | 37.7467 | 23.4275 | Greece | GR | GRC | Attikí | minor | 6867 | 1300658693
Aigle, Valais, Switzerland | Aigle | Aigle | 46.3173 | 6.9646 | Switzerland | CH | CHE | Valais |  | 10131 | 1756593148
Aiguá, Maldonado, Uruguay | Aiguá | Aigua | -34.2 | -54.75 | Uruguay | UY | URY | Maldonado |  | 2692 | 1858068520
Aiken, South Carolina, United States | Aiken | Aiken | 33.531 | -81.7268 | United States | US | USA | South Carolina |  | 30869 | 1840013722
Ailan Mubage, Xinjiang, China | Ailan Mubage | Ailan Mubage | 43.9167 | 81.3167 | China | CN | CHN | Xinjiang | minor | 526745 | 1156279608
Aileu, Aileu, Timor-Leste | Aileu | Aileu | -8.7281 | 125.5664 | Timor-Leste | TL | TLS | Aileu | admin |  | 1626766880
Aïn Defla, Aïn Defla, Algeria | Aïn Defla | Ain Defla | 36.2641 | 1.9679 | Algeria | DZ | DZA | Aïn Defla | admin |  | 1012656497
Ain El Aouda, Rabat-Salé-Kénitra, Morocco | Ain El Aouda | Ain El Aouda | 33.8111 | -6.7922 | Morocco | MA | MAR | Rabat-Salé-Kénitra |  | 49816 | 1504400263
Aïn Sefra, Naama, Algeria | Aïn Sefra | Ain Sefra | 32.7604 | -0.5799 | Algeria | DZ | DZA | Naama |  | 63420 | 1012884513
Aïn Temouchent, Aïn Temouchent, Algeria | Aïn Temouchent | Ain Temouchent | 35.2975 | -1.1404 | Algeria | DZ | DZA | Aïn Temouchent | admin |  | 1012763655
Ainaro, Ainaro, Timor-Leste | Ainaro | Ainaro | -8.9833 | 125.5 | Timor-Leste | TL | TLS | Ainaro | admin | 15558 | 1626118494
Ainsdale, Sefton, United Kingdom | Ainsdale | Ainsdale | 53.6021 | -3.0405 | United Kingdom | GB | GBR | Sefton |  | 12723 | 1826404186
Aintree, Liverpool, United Kingdom | Aintree | Aintree | 53.4793 | -2.9373 | United Kingdom | GB | GBR | Liverpool |  | 6689 | 1826876428
Aioi, Hyōgo, Japan | Aioi | Aioi | 34.8036 | 134.4681 | Japan | JP | JPN | Hyōgo |  | 28971 | 1392132001
Aioun, Hodh el Gharbi, Mauritania | Aioun | Aioun | 16.6667 | -9.6167 | Mauritania | MR | MRT | Hodh el Gharbi | admin | 1423 | 1478255260
Aiquile, Cochabamba, Bolivia | Aiquile | Aiquile | -18.1667 | -65.1667 | Bolivia | BO | BOL | Cochabamba |  | 7381 | 1068121487
Air Force Academy, Colorado, United States | Air Force Academy | Air Force Academy | 38.9942 | -104.8639 | United States | US | USA | Colorado |  | 6633 | 1840036508
Airdrie, Alberta, Canada | Airdrie | Airdrie | 51.2917 | -114.0144 | Canada | CA | CAN | Alberta |  | 61581 | 1124990202
Airdrie, North Lanarkshire, United Kingdom | Airdrie | Airdrie | 55.86 | -3.98 | United Kingdom | GB | GBR | North Lanarkshire |  | 36620 | 1826889162
Airmont, New York, United States | Airmont | Airmont | 41.0992 | -74.099 | United States | US | USA | New York |  | 8786 | 1840004991
Airway Heights, Washington, United States | Airway Heights | Airway Heights | 47.646 | -117.5792 | United States | US | USA | Washington |  | 9485 | 1840018399
Aisai, Aichi, Japan | Aisai | Aisai | 35.15 | 136.7333 | Japan | JP | JPN | Aichi |  | 61234 | 1392254584
Ait Melloul, Souss-Massa, Morocco | Ait Melloul | Ait Melloul | 30.3342 | -9.4972 | Morocco | MA | MAR | Souss-Massa |  | 171847 | 1504134516
Aix-en-Provence, Provence-Alpes-Côte d’Azur, France | Aix-en-Provence | Aix-en-Provence | 43.5263 | 5.4454 | France | FR | FRA | Provence-Alpes-Côte d’Azur | minor | 142482 | 1250001687
Aix-les-Bains, Auvergne-Rhône-Alpes, France | Aix-les-Bains | Aix-les-Bains | 45.6885 | 5.9153 | France | FR | FRA | Auvergne-Rhône-Alpes |  | 29794 | 1250456565
Aiyomojok, South-West, Cameroon | Aiyomojok | Aiyomojok | 5.7504 | 8.9833 | Cameroon | CM | CMR | South-West |  | 5798 | 1120658014
Aizawa, Kanagawa, Japan | Aizawa | Aizawa | 35.5289 | 139.3217 | Japan | JP | JPN | Kanagawa |  | 39381 | 1392673347
Āīzawl, Mizoram, India | Āīzawl | Aizawl | 23.7104 | 92.72 | India | IN | IND | Mizoram | admin | 283021 | 1356342768
Aizkraukle, Aizkraukles Novads, Latvia | Aizkraukle | Aizkraukle | 56.6008 | 25.255 | Latvia | LV | LVA | Aizkraukles Novads | admin | 7745 | 1428407271
Aizpute, Aizputes Novads, Latvia | Aizpute | Aizpute | 56.7211 | 21.6017 | Latvia | LV | LVA | Aizputes Novads | admin | 4237 | 1428860274
Aj Jourf, Drâa-Tafilalet, Morocco | Aj Jourf | Aj Jourf | 31.4903 | -4.4014 | Morocco | MA | MAR | Drâa-Tafilalet |  | 12302 | 1504982069
Ajaccio, Corsica, France | Ajaccio | Ajaccio | 41.9267 | 8.7369 | France | FR | FRA | Corsica | admin | 70659 | 1250622666
Ajacuba, Hidalgo, Mexico | Ajacuba | Ajacuba | 20.0833 | -99.1167 | Mexico | MX | MEX | Hidalgo |  | 17055 | 1484132188
Ajax, Ontario, Canada | Ajax | Ajax | 43.8583 | -79.0364 | Canada | CA | CAN | Ontario |  | 119677 | 1124382916
Ajdābiyā, Al Wāḩāt, Libya | Ajdābiyā | Ajdabiya | 30.77 | 20.22 | Libya | LY | LBY | Al Wāḩāt | admin | 143833 | 1434401280
Ajdir, Tanger-Tétouan-Al Hoceïma, Morocco | Ajdir | Ajdir | 35.193 | -3.912 | Morocco | MA | MAR | Tanger-Tétouan-Al Hoceïma |  | 5314 | 1504143111
Ajdovščina, Ajdovščina, Slovenia | Ajdovščina | Ajdovscina | 45.8884 | 13.9052 | Slovenia | SI | SVN | Ajdovščina | admin | 6596 | 1705580792
Ajka, Veszprém, Hungary | Ajka | Ajka | 47.1006 | 17.5522 | Hungary | HU | HUN | Veszprém | minor | 27995 | 1348671384
Ajmer, Rājasthān, India | Ajmer | Ajmer | 26.468 | 74.639 | India | IN | IND | Rājasthān |  | 542321 | 1356058258
Ak’ordat, Gash Barka, Eritrea | Ak’ordat | Ak'ordat | 15.55 | 37.8833 | Eritrea | ER | ERI | Gash Barka |  | 8857 | 1232800240
Akabira, Hokkaidō, Japan | Akabira | Akabira | 43.5581 | 142.0442 | Japan | JP | JPN | Hokkaidō |  | 9971 | 1392691701
Akçakale, Şanlıurfa, Turkey | Akçakale | Akcakale | 36.7108 | 38.9478 | Turkey | TR | TUR | Şanlıurfa | minor | 113194 | 1792050087
Ak-Dovurak, Tyva, Russia | Ak-Dovurak | Ak-Dovurak | 51.1667 | 90.6 | Russia | RU | RUS | Tyva |  | 13580 | 1643785448
Aketi, Bas-Uélé, Congo (Kinshasa) | Aketi | Aketi | 2.7405 | 23.78 | Congo (Kinshasa) | CD | COD | Bas-Uélé |  | 58601 | 1180273302
Akhalkalaki, Samtskhe-Javakheti, Georgia | Akhalkalaki | Akhalkalaki | 41.4056 | 43.4861 | Georgia | GE | GEO | Samtskhe-Javakheti | minor | 8295 | 1268261654
Akhaltsikhe, Samtskhe-Javakheti, Georgia | Akhaltsikhe | Akhaltsikhe | 41.6389 | 42.9861 | Georgia | GE | GEO | Samtskhe-Javakheti | admin | 17903 | 1268352935
Akhmet’a, K’akheti, Georgia | Akhmet’a | Akhmet'a | 42.0333 | 45.2 | Georgia | GE | GEO | K’akheti | minor | 8600 | 1268885821
Akhmīm, Sūhāj, Egypt | Akhmīm | Akhmim | 26.5642 | 31.7461 | Egypt | EG | EGY | Sūhāj |  | 101509 | 1818295057
Akhtubinsk, Astrakhanskaya Oblast’, Russia | Akhtubinsk | Akhtubinsk | 48.2833 | 46.1667 | Russia | RU | RUS | Astrakhanskaya Oblast’ |  | 37883 | 1643207712
Aki, Kōchi, Japan | Aki | Aki | 33.5025 | 133.9072 | Japan | JP | JPN | Kōchi |  | 16424 | 1392875978
Akil, Yucatán, Mexico | Akil | Akil | 20.2656 | -89.3478 | Mexico | MX | MEX | Yucatán |  | 10176 | 1484515773
Akiruno, Tōkyō, Japan | Akiruno | Akiruno | 35.7289 | 139.2942 | Japan | JP | JPN | Tōkyō |  | 80074 | 1392270849
Akishima, Tōkyō, Japan | Akishima | Akishima | 35.7056 | 139.3536 | Japan | JP | JPN | Tōkyō |  | 112005 | 1392041019
Akita, Akita, Japan | Akita | Akita | 39.7197 | 140.1025 | Japan | JP | JPN | Akita | admin | 306178 | 1392129688
Akjoujt, Inchiri, Mauritania | Akjoujt | Akjoujt | 19.747 | -14.391 | Mauritania | MR | MRT | Inchiri | admin | 370 | 1478247793
Akmenė, Akmenė, Lithuania | Akmenė | Akmene | 56.3167 | 22.9 | Lithuania | LT | LTU | Akmenė | admin | 2429 | 1440240618
Aknīste, Aknīstes Novads, Latvia | Aknīste | Akniste | 56.1622 | 25.7411 | Latvia | LV | LVA | Aknīstes Novads | admin | 1036 | 1428363907
Akola, Mahārāshtra, India | Akola | Akola | 20.7333 | 77 | India | IN | IND | Mahārāshtra |  | 425817 | 1356089496
Akranes, Vesturland, Iceland | Akranes | Akranes | 64.3167 | -22.1 | Iceland | IS | ISL | Vesturland |  | 7411 | 1352521514
Åkrehamn, Rogaland, Norway | Åkrehamn | Akrehamn | 59.2603 | 5.1856 | Norway | NO | NOR | Rogaland |  | 7873 | 1578208239
Akron, Ohio, United States | Akron | Akron | 41.0798 | -81.5219 | United States | US | USA | Ohio |  | 565208 | 1840000791
Aksakovo, Varna, Bulgaria | Aksakovo | Aksakovo | 43.2592 | 27.8175 | Bulgaria | BG | BGR | Varna |  | 8164 | 1100727470
Aksaray, Aksaray, Turkey | Aksaray | Aksaray | 38.3686 | 34.0297 | Turkey | TR | TUR | Aksaray | admin | 295351 | 1792650390
Aksay, Rostovskaya Oblast’, Russia | Aksay | Aksay | 47.2667 | 39.8667 | Russia | RU | RUS | Rostovskaya Oblast’ | minor | 46018 | 1643659025
Aksay, Batys Qazaqstan, Kazakhstan | Aksay | Aksay | 51.1714 | 53.0349 | Kazakhstan | KZ | KAZ | Batys Qazaqstan |  | 34799 | 1398621920
Aksu, Xinjiang, China | Aksu | Aksu | 41.1664 | 80.25 | China | CN | CHN | Xinjiang | minor | 535657 | 1156436913
Āksum, Tigray, Ethiopia | Āksum | Aksum | 14.1284 | 38.7173 | Ethiopia | ET | ETH | Tigray |  | 66800 | 1231573651
Akure, Ondo, Nigeria | Akure | Akure | 7.25 | 5.195 | Nigeria | NG | NGA | Ondo | admin | 420594 | 1566568277
Akureyri, Norðurland Eystra, Iceland | Akureyri | Akureyri | 65.6833 | -18.1 | Iceland | IS | ISL | Norðurland Eystra |  | 18925 | 1352098424
Akyaka, Kars, Turkey | Akyaka | Akyaka | 40.7397 | 43.6253 | Turkey | TR | TUR | Kars | minor | 10985 | 1792979414
Al ‘Alamayn, Maţrūḩ, Egypt | Al ‘Alamayn | Al `Alamayn | 30.8333 | 28.95 | Egypt | EG | EGY | Maţrūḩ |  | 2413 | 1818237095
Al ‘Amādīyah, Dahūk, Iraq | Al ‘Amādīyah | Al `Amadiyah | 37.0922 | 43.4878 | Iraq | IQ | IRQ | Dahūk | minor | 11000 | 1368510045
Al ‘Amārah, Maysān, Iraq | Al ‘Amārah | Al `Amarah | 31.8416 | 47.1512 | Iraq | IQ | IRQ | Maysān | admin | 345007 | 1368336235
Al ‘Aqabah, Al ‘Aqabah, Jordan | Al ‘Aqabah | Al `Aqabah | 29.5167 | 35 | Jordan | JO | JOR | Al ‘Aqabah | admin | 140000 | 1400618058
Al ‘Arīsh, Shamāl Sīnā’, Egypt | Al ‘Arīsh | Al `Arish | 31.1249 | 33.8006 | Egypt | EG | EGY | Shamāl Sīnā’ | admin | 178651 | 1818291145
Al ‘Ayn, Abū Z̧aby, United Arab Emirates | Al ‘Ayn | Al `Ayn | 24.2075 | 55.7447 | United Arab Emirates | AE | ARE | Abū Z̧aby |  | 766936 | 1784674685
Al ‘Azīzīyah, Al Jafārah, Libya | Al ‘Azīzīyah | Al `Aziziyah | 32.5308 | 13.0211 | Libya | LY | LBY | Al Jafārah | admin | 4000 | 1434450111
Al ‘Uqaylah, Al Wāḩāt, Libya | Al ‘Uqaylah | Al `Uqaylah | 30.2558 | 19.1994 | Libya | LY | LBY | Al Wāḩāt |  | 100 | 1434822941
Al Aaroui, Oriental, Morocco | Al Aaroui | Al Aaroui | 35.0104 | -3.0073 | Morocco | MA | MAR | Oriental |  | 47599 | 1504779155
Al Aḩmadī, Al Aḩmadī, Kuwait | Al Aḩmadī | Al Ahmadi | 29.0769 | 48.0838 | Kuwait | KW | KWT | Al Aḩmadī |  | 68763 | 1414024487
Al Atārib, Ḩalab, Syria | Al Atārib | Al Atarib | 36.1389 | 36.83 | Syria | SY | SYR | Ḩalab | minor | 10657 | 1760645780
Al Bāḩah, Al Bāḩah, Saudi Arabia | Al Bāḩah | Al Bahah | 20.0129 | 41.4677 | Saudi Arabia | SA | SAU | Al Bāḩah | admin | 95089 | 1682121855
Al Bahnasā, Al Minyā, Egypt | Al Bahnasā | Al Bahnasa | 28.5353 | 30.6606 | Egypt | EG | EGY | Al Minyā |  | 15948 | 1818431123
Al Balyanā, Sūhāj, Egypt | Al Balyanā | Al Balyana | 26.2329 | 31.9993 | Egypt | EG | EGY | Sūhāj |  | 46997 | 1818610123
Al Başrah, Al Başrah, Iraq | Al Başrah | Al Basrah | 30.4889 | 47.81 | Iraq | IQ | IRQ | Al Başrah | admin | 1225793 | 1368714645
Al Bayḑā’, Al Jabal al Akhḑar, Libya | Al Bayḑā’ | Al Bayda' | 32.7628 | 21.755 | Libya | LY | LBY | Al Jabal al Akhḑar | admin | 250000 | 1434263017
Al Bayḑā’, Al Bayḑā’, Yemen | Al Bayḑā’ | Al Bayda' | 13.979 | 45.574 | Yemen | YE | YEM | Al Bayḑā’ | admin | 37821 | 1887788283
Al Buraymī, Al Buraymī, Oman | Al Buraymī | Al Buraymi | 24.2558 | 55.8025 | Oman | OM | OMN | Al Buraymī | admin |  | 1512959921
Al Burayqah, Al Wāḩāt, Libya | Al Burayqah | Al Burayqah | 30.4061 | 19.5739 | Libya | LY | LBY | Al Wāḩāt |  | 13000 | 1434516624
Al Fallūjah, Al Anbār, Iraq | Al Fallūjah | Al Fallujah | 33.35 | 43.7833 | Iraq | IQ | IRQ | Al Anbār | minor | 326471 | 1368081888
Al Fāw, Al Başrah, Iraq | Al Fāw | Al Faw | 29.98 | 48.47 | Iraq | IQ | IRQ | Al Başrah | minor | 105080 | 1368130668
Al Fayyūm, Al Fayyūm, Egypt | Al Fayyūm | Al Fayyum | 29.3 | 30.8333 | Egypt | EG | EGY | Al Fayyūm | admin | 315940 | 1818281002
Al Fujayrah, Al Fujayrah, United Arab Emirates | Al Fujayrah | Al Fujayrah | 25.1308 | 56.3347 | United Arab Emirates | AE | ARE | Al Fujayrah | admin | 93673 | 1784909196
Al Ghardaqah, Al Baḩr al Aḩmar, Egypt | Al Ghardaqah | Al Ghardaqah | 27.2578 | 33.8117 | Egypt | EG | EGY | Al Baḩr al Aḩmar | admin | 160901 | 1818666245
Al Ghayz̧ah, Al Mahrah, Yemen | Al Ghayz̧ah | Al Ghayzah | 16.2394 | 52.1638 | Yemen | YE | YEM | Al Mahrah | admin | 27404 | 1887000479
Al Ḩajar al Aswad, Rīf Dimashq, Syria | Al Ḩajar al Aswad | Al Hajar al Aswad | 33.4581 | 36.3053 | Syria | SY | SYR | Rīf Dimashq | minor | 101827 | 1760587307
Al Ḩasakah, Al Ḩasakah, Syria | Al Ḩasakah | Al Hasakah | 36.5117 | 40.7422 | Syria | SY | SYR | Al Ḩasakah | admin | 188160 | 1760476337
Al Ḩawīyah, Makkah al Mukarramah, Saudi Arabia | Al Ḩawīyah | Al Hawiyah | 21.4411 | 40.4975 | Saudi Arabia | SA | SAU | Makkah al Mukarramah |  | 148151 | 1682803387
Al Ḩayy, Wāsiţ, Iraq | Al Ḩayy | Al Hayy | 32.1742 | 46.0433 | Iraq | IQ | IRQ | Wāsiţ | minor | 82900 | 1368988553
Al Ḩazm, Al Jawf, Yemen | Al Ḩazm | Al Hazm | 16.1641 | 44.7769 | Yemen | YE | YEM | Al Jawf | admin |  | 1887549671
Al Ḩībah, Al Baḩr al Aḩmar, Egypt | Al Ḩībah | Al Hibah | 28.8 | 30.9167 | Egypt | EG | EGY | Al Baḩr al Aḩmar |  | 16209 | 1818176638
Al Ḩillah, Ar Riyāḑ, Saudi Arabia | Al Ḩillah | Al Hillah | 23.4895 | 46.7564 | Saudi Arabia | SA | SAU | Ar Riyāḑ |  | 594605 | 1682494753
Al Ḩillah, Bābil, Iraq | Al Ḩillah | Al Hillah | 32.4833 | 44.4333 | Iraq | IQ | IRQ | Bābil | admin | 541034 | 1368916692
Al Ḩudaydah, Al Ḩudaydah, Yemen | Al Ḩudaydah | Al Hudaydah | 14.8022 | 42.9511 | Yemen | YE | YEM | Al Ḩudaydah | admin | 548433 | 1887984890
Al Hufūf, Ash Sharqīyah, Saudi Arabia | Al Hufūf | Al Hufuf | 25.3608 | 49.5997 | Saudi Arabia | SA | SAU | Ash Sharqīyah |  | 637389 | 1682958157
Al Ḩusaynīyah, Ash Sharqīyah, Egypt | Al Ḩusaynīyah | Al Husayniyah | 30.8611 | 31.9198 | Egypt | EG | EGY | Ash Sharqīyah |  | 30825 | 1818070991
Al Jabīn, Raymah, Yemen | Al Jabīn | Al Jabin | 14.704 | 43.599 | Yemen | YE | YEM | Raymah | admin |  | 1887910100
Al Jaghbūb, Al Buţnān, Libya | Al Jaghbūb | Al Jaghbub | 29.7504 | 24.5166 | Libya | LY | LBY | Al Buţnān |  | 1744 | 1434128425
Al Jahrā’, Al Jahrā’, Kuwait | Al Jahrā’ | Al Jahra' | 29.3375 | 47.6581 | Kuwait | KW | KWT | Al Jahrā’ |  | 194193 | 1414182001
Al Jawf, Al Kufrah, Libya | Al Jawf | Al Jawf | 24.2167 | 23.3 | Libya | LY | LBY | Al Kufrah |  | 24132 | 1434996940
Al Jubayl, Ash Sharqīyah, Saudi Arabia | Al Jubayl | Al Jubayl | 27.0046 | 49.646 | Saudi Arabia | SA | SAU | Ash Sharqīyah |  | 237274 | 1682564079
Al Karak, Al Karak, Jordan | Al Karak | Al Karak | 31.1833 | 35.7 | Jordan | JO | JOR | Al Karak | admin | 21678 | 1400073941
Al Karnak, Al Uqşur, Egypt | Al Karnak | Al Karnak | 25.7184 | 32.6581 | Egypt | EG | EGY | Al Uqşur |  | 26488 | 1818862945
Al Khārijah, Al Wādī al Jadīd, Egypt | Al Khārijah | Al Kharijah | 25.44 | 30.55 | Egypt | EG | EGY | Al Wādī al Jadīd | admin | 49991 | 1818872500
Al Kharj, Ar Riyāḑ, Saudi Arabia | Al Kharj | Al Kharj | 24.1556 | 47.312 | Saudi Arabia | SA | SAU | Ar Riyāḑ |  | 298428 | 1682947408
Al Khawr, Al Khawr wa adh Dhakhīrah, Qatar | Al Khawr | Al Khawr | 25.6839 | 51.5058 | Qatar | QA | QAT | Al Khawr wa adh Dhakhīrah | admin |  | 1634786937
Al Khmissat, Rabat-Salé-Kénitra, Morocco | Al Khmissat | Al Khmissat | 33.81 | -6.06 | Morocco | MA | MAR | Rabat-Salé-Kénitra |  | 131542 | 1504079907
Al Khubar, Ash Sharqīyah, Saudi Arabia | Al Khubar | Al Khubar | 26.3 | 50.2167 | Saudi Arabia | SA | SAU | Ash Sharqīyah |  | 219679 | 1682059414
Al Kūfah, An Najaf, Iraq | Al Kūfah | Al Kufah | 32.03 | 44.4 | Iraq | IQ | IRQ | An Najaf | minor | 166100 | 1368929021
Al Kufrah, Al Kufrah, Libya | Al Kufrah | Al Kufrah | 24.1667 | 23.2696 | Libya | LY | LBY | Al Kufrah | admin |  | 1434510625
Al Kūt, Wāsiţ, Iraq | Al Kūt | Al Kut | 32.4907 | 45.8304 | Iraq | IQ | IRQ | Wāsiţ | admin | 321521 | 1368569694
Al Madrah Samā’il, Ad Dākhilīyah, Oman | Al Madrah Samā’il | Al Madrah Sama'il | 23.3032 | 57.9782 | Oman | OM | OMN | Ad Dākhilīyah |  | 47718 | 1512000205
Al Mafraq, Al Mafraq, Jordan | Al Mafraq | Al Mafraq | 32.2833 | 36.2333 | Jordan | JO | JOR | Al Mafraq | admin | 57118 | 1400040712
Al Maḩallah al Kubrá, Al Gharbīyah, Egypt | Al Maḩallah al Kubrá | Al Mahallah al Kubra | 30.9667 | 31.1667 | Egypt | EG | EGY | Al Gharbīyah |  | 543271 | 1818406471
Al Maḩwīt, Al Maḩwīt, Yemen | Al Maḩwīt | Al Mahwit | 15.4694 | 43.5453 | Yemen | YE | YEM | Al Maḩwīt | admin | 10593 | 1887764813
Al Majma‘ah, Ar Riyāḑ, Saudi Arabia | Al Majma‘ah | Al Majma`ah | 25.9039 | 45.3456 | Saudi Arabia | SA | SAU | Ar Riyāḑ |  | 47743 | 1682506946
Al Mālikīyah, Al Ḩasakah, Syria | Al Mālikīyah | Al Malikiyah | 37.1781 | 42.1403 | Syria | SY | SYR | Al Ḩasakah | minor | 39000 | 1760784945
Al Manāqil, Al Gazira, Sudan | Al Manāqil | Al Manaqil | 14.2504 | 32.98 | Sudan | SD | SDN | Al Gazira |  | 151827 | 1729742500
Al Manşūrah, Ad Daqahlīyah, Egypt | Al Manşūrah | Al Mansurah | 31.05 | 31.3833 | Egypt | EG | EGY | Ad Daqahlīyah | admin | 439348 | 1818255319
Al Marj, Al Marj, Libya | Al Marj | Al Marj | 32.5005 | 20.83 | Libya | LY | LBY | Al Marj | admin | 169540 | 1434742923
Al Mayādīn, Dayr az Zawr, Syria | Al Mayādīn | Al Mayadin | 35.0208 | 40.4533 | Syria | SY | SYR | Dayr az Zawr | minor | 48922 | 1760808069
Al Mijlad, Western Kordofan, Sudan | Al Mijlad | Al Mijlad | 11.0337 | 27.7333 | Sudan | SD | SDN | Western Kordofan |  | 19997 | 1729768355
Al Minyā, Al Minyā, Egypt | Al Minyā | Al Minya | 28.0833 | 30.75 | Egypt | EG | EGY | Al Minyā | admin | 236043 | 1818607968
Al Mubarraz, Ash Sharqīyah, Saudi Arabia | Al Mubarraz | Al Mubarraz | 25.4416 | 49.6642 | Saudi Arabia | SA | SAU | Ash Sharqīyah |  | 298562 | 1682484039
Al Muḩarraq, Al Muḩarraq, Bahrain | Al Muḩarraq | Al Muharraq | 26.25 | 50.6167 | Bahrain | BH | BHR | Al Muḩarraq |  | 75000 | 1048992336
Al Mukallā, Ḩaḑramawt, Yemen | Al Mukallā | Al Mukalla | 14.5333 | 49.1333 | Yemen | YE | YEM | Ḩaḑramawt | admin | 144137 | 1887202594
Al Musayyib, Bābil, Iraq | Al Musayyib | Al Musayyib | 32.7786 | 44.29 | Iraq | IQ | IRQ | Bābil | minor | 76454 | 1368000434
Al Qā‘idah, Ibb, Yemen | Al Qā‘idah | Al Qa`idah | 13.7569 | 44.1392 | Yemen | YE | YEM | Ibb |  | 39254 | 1887959673
Al Qāmishlī, Al Ḩasakah, Syria | Al Qāmishlī | Al Qamishli | 37.05 | 41.2167 | Syria | SY | SYR | Al Ḩasakah | minor | 184231 | 1760560461
Al Qaryatayn, Ḩimş, Syria | Al Qaryatayn | Al Qaryatayn | 34.2294 | 37.2406 | Syria | SY | SYR | Ḩimş | minor | 37820 | 1760172806
Al Qaşr, Al Wādī al Jadīd, Egypt | Al Qaşr | Al Qasr | 25.7004 | 28.8833 | Egypt | EG | EGY | Al Wādī al Jadīd |  | 1716 | 1818618401
Al Qaţīf, Ash Sharqīyah, Saudi Arabia | Al Qaţīf | Al Qatif | 26.5196 | 50.0115 | Saudi Arabia | SA | SAU | Ash Sharqīyah |  | 368892 | 1682001245
Al Quds, , West Bank | Al Quds | Al Quds | 31.7764 | 35.2269 | West Bank | XW | XWB |  | primary |  | 1934000006
Al Qunayţirah, Al Qunayţirah, Syria | Al Qunayţirah | Al Qunaytirah | 33.1256 | 35.8239 | Syria | SY | SYR | Al Qunayţirah | admin | 37022 | 1760132692
Al Qunfudhah, Makkah al Mukarramah, Saudi Arabia | Al Qunfudhah | Al Qunfudhah | 19.1264 | 41.0789 | Saudi Arabia | SA | SAU | Makkah al Mukarramah |  | 157 | 1682434353
Al Qurayyāt, Al Jawf, Saudi Arabia | Al Qurayyāt | Al Qurayyat | 31.3333 | 37.3333 | Saudi Arabia | SA | SAU | Al Jawf |  | 10000 | 1682805250
Al Quşayr, Ḩimş, Syria | Al Quşayr | Al Qusayr | 34.5089 | 36.5797 | Syria | SY | SYR | Ḩimş | minor | 46772 | 1760157542
Al Quşayr, Al Baḩr al Aḩmar, Egypt | Al Quşayr | Al Qusayr | 26.1091 | 34.276 | Egypt | EG | EGY | Al Baḩr al Aḩmar |  | 24344 | 1818907954
Al Qūşīyah, Asyūţ, Egypt | Al Qūşīyah | Al Qusiyah | 27.4403 | 30.8183 | Egypt | EG | EGY | Asyūţ |  | 69388 | 1818093562
Al Quway‘īyah, Ar Riyāḑ, Saudi Arabia | Al Quway‘īyah | Al Quway`iyah | 24.0737 | 45.2806 | Saudi Arabia | SA | SAU | Ar Riyāḑ |  | 8712 | 1682154232
Al Wajh, Tabūk, Saudi Arabia | Al Wajh | Al Wajh | 26.2324 | 36.4636 | Saudi Arabia | SA | SAU | Tabūk |  | 43237 | 1682508460
Al Wakrah, Al Wakrah, Qatar | Al Wakrah | Al Wakrah | 25.18 | 51.61 | Qatar | QA | QAT | Al Wakrah | admin |  | 1634261569
Al Wāsiţah, Al Fayyūm, Egypt | Al Wāsiţah | Al Wasitah | 29.3372 | 31.2036 | Egypt | EG | EGY | Al Fayyūm |  | 37916 | 1818633360
Alabaster, Alabama, United States | Alabaster | Alabaster | 33.2198 | -86.8225 | United States | US | USA | Alabama |  | 33487 | 1840013756
Alabel, Sarangani, Philippines | Alabel | Alabel | 6.1018 | 125.2905 | Philippines | PH | PHL | Sarangani | admin |  | 1608579431
Alafaya, Florida, United States | Alafaya | Alafaya | 28.5278 | -81.1865 | United States | US | USA | Florida |  | 88542 | 1840029102
Alagir, North Ossetia, Russia | Alagir | Alagir | 43.0417 | 44.2106 | Russia | RU | RUS | North Ossetia | minor | 20043 | 1643555747
Alagoinhas, Bahia, Brazil | Alagoinhas | Alagoinhas | -12.1356 | -38.4192 | Brazil | BR | BRA | Bahia |  | 124070 | 1076155953
Alajärvi, Etelä-Pohjanmaa, Finland | Alajärvi | Alajarvi | 63 | 23.8167 | Finland | FI | FIN | Etelä-Pohjanmaa | minor | 10006 | 1246799974
Alajuela, Alajuela, Costa Rica | Alajuela | Alajuela | 10.0278 | -84.2041 | Costa Rica | CR | CRI | Alajuela | admin | 42975 | 1188394508
Alambari, São Paulo, Brazil | Alambari | Alambari | -23.5667 | -47.8861 | Brazil | BR | BRA | São Paulo |  | 5560 | 1076631769
Alameda, California, United States | Alameda | Alameda | 37.767 | -122.2672 | United States | US | USA | California |  | 77624 | 1840018913
Alamedin, Chüy, Kyrgyzstan | Alamedin | Alamedin | 42.89 | 74.63 | Kyrgyzstan | KG | KGZ | Chüy |  | 11773 | 1417392357
Alaminos, Pangasinan, Philippines | Alaminos | Alaminos | 16.1553 | 119.9808 | Philippines | PH | PHL | Pangasinan |  | 89708 | 1608828653
Alamo, Texas, United States | Alamo | Alamo | 26.1811 | -98.1177 | United States | US | USA | Texas |  | 19910 | 1840019732
Alamo, California, United States | Alamo | Alamo | 37.8546 | -122.013 | United States | US | USA | California |  | 15317 | 1840017609
Álamo, Veracruz, Mexico | Álamo | Alamo | 20.9167 | -97.675 | Mexico | MX | MEX | Veracruz | minor | 25159 | 1484161565
Alamo Heights, Texas, United States | Alamo Heights | Alamo Heights | 29.4828 | -98.4682 | United States | US | USA | Texas |  | 8614 | 1840019653
Alamogordo, New Mexico, United States | Alamogordo | Alamogordo | 32.8837 | -105.9624 | United States | US | USA | New Mexico |  | 33513 | 1840019403
Álamos, Sonora, Mexico | Álamos | Alamos | 27.0275 | -108.94 | Mexico | MX | MEX | Sonora | minor | 24493 | 1484052656
Alamosa, Colorado, United States | Alamosa | Alamosa | 37.4751 | -105.8769 | United States | US | USA | Colorado |  | 10652 | 1840018921
Alanya, Antalya, Turkey | Alanya | Alanya | 36.5436 | 31.9997 | Turkey | TR | TUR | Antalya | minor | 312319 | 1792233416
Alapayevsk, Sverdlovskaya Oblast’, Russia | Alapayevsk | Alapayevsk | 57.85 | 61.7 | Russia | RU | RUS | Sverdlovskaya Oblast’ |  | 37526 | 1643648315
Alashankou, Xinjiang, China | Alashankou | Alashankou | 45.1714 | 82.5731 | China | CN | CHN | Xinjiang | minor | 40000 | 1156292896
Alatyr, Chuvashiya, Russia | Alatyr | Alatyr | 54.85 | 46.5833 | Russia | RU | RUS | Chuvashiya |  | 11086 | 1643942115
Alausí, Chimborazo, Ecuador | Alausí | Alausi | -2.19 | -78.85 | Ecuador | EC | ECU | Chimborazo |  | 14294 | 1218578121
Alaverdi, Lorri, Armenia | Alaverdi | Alaverdi | 41.095 | 44.6558 | Armenia | AM | ARM | Lorri |  | 13000 | 1051787137
Alavus, Etelä-Pohjanmaa, Finland | Alavus | Alavus | 62.5861 | 23.6194 | Finland | FI | FIN | Etelä-Pohjanmaa | minor | 12044 | 1246444159
Alba Iulia, Alba, Romania | Alba Iulia | Alba Iulia | 46.0764 | 23.5728 | Romania | RO | ROU | Alba | admin | 63536 | 1642449522
Albacete, Castille-La Mancha, Spain | Albacete | Albacete | 38.9956 | -1.8558 | Spain | ES | ESP | Castille-La Mancha | minor | 173329 | 1724000069
Albany, New York, United States | Albany | Albany | 42.6664 | -73.7987 | United States | US | USA | New York | admin | 586383 | 1840000417
Albany, California, United States | Albany | Albany | 37.8898 | -122.3018 | United States | US | USA | California |  | 19696 | 1840028140
Albany, Georgia, United States | Albany | Albany | 31.5776 | -84.1762 | United States | US | USA | Georgia |  | 89217 | 1840013864
Albany, Oregon, United States | Albany | Albany | 44.6274 | -123.0966 | United States | US | USA | Oregon |  | 62880 | 1840018605
Albany, Western Australia, Australia | Albany | Albany | -35.0228 | 117.8814 | Australia | AU | AUS | Western Australia |  | 34205 | 1036047365
Albbruck, Baden-Württemberg, Germany | Albbruck | Albbruck | 47.5908 | 8.1295 | Germany | DE | DEU | Baden-Württemberg |  | 7335 | 1276244529
Albemarle, North Carolina, United States | Albemarle | Albemarle | 35.3594 | -80.1915 | United States | US | USA | North Carolina |  | 17185 | 1840013444
Albergaria-a-Velha, Aveiro, Portugal | Albergaria-a-Velha | Albergaria-a-Velha | 40.6936 | -8.4806 | Portugal | PT | PRT | Aveiro | minor | 25252 | 1620890833
Albert Lea, Minnesota, United States | Albert Lea | Albert Lea | 43.6547 | -93.3642 | United States | US | USA | Minnesota |  | 17511 | 1840006824
Albertirsa, Pest, Hungary | Albertirsa | Albertirsa | 47.24 | 19.6067 | Hungary | HU | HUN | Pest |  | 12532 | 1348408587
Alberton, Gauteng, South Africa | Alberton | Alberton | -26.2672 | 28.1219 | South Africa | ZA | ZAF | Gauteng |  | 121536 | 1710738396
Albertson, New York, United States | Albertson | Albertson | 40.7715 | -73.6482 | United States | US | USA | New York |  | 5254 | 1840005227
Albertville, Alabama, United States | Albertville | Albertville | 34.2634 | -86.2107 | United States | US | USA | Alabama |  | 37775 | 1840013599
Albertville, Minnesota, United States | Albertville | Albertville | 45.2364 | -93.6618 | United States | US | USA | Minnesota |  | 7539 | 1840006706
Albi, Occitanie, France | Albi | Albi | 43.9289 | 2.1464 | France | FR | FRA | Occitanie | minor | 48970 | 1250988425
Albina, Marowijne, Suriname | Albina | Albina | 5.5 | -54.05 | Suriname | SR | SUR | Marowijne | admin | 5247 | 1740921776
Albion, Michigan, United States | Albion | Albion | 42.2478 | -84.7572 | United States | US | USA | Michigan |  | 8990 | 1840003175
Albion, New York, United States | Albion | Albion | 43.246 | -78.1902 | United States | US | USA | New York |  | 7738 | 1840004265
Albstadt, Baden-Württemberg, Germany | Albstadt | Albstadt | 48.2119 | 9.0239 | Germany | DE | DEU | Baden-Württemberg |  | 45327 | 1276969750
Ālbū Kamāl, Dayr az Zawr, Syria | Ālbū Kamāl | Albu Kamal | 34.4504 | 40.9186 | Syria | SY | SYR | Dayr az Zawr | minor | 80808 | 1760836213
Albuquerque, New Mexico, United States | Albuquerque | Albuquerque | 35.1053 | -106.6464 | United States | US | USA | New Mexico |  | 761195 | 1840019176
Albury, New South Wales, Australia | Albury | Albury | -36.0806 | 146.9158 | Australia | AU | AUS | New South Wales |  | 47974 | 1036076542
Alcácer do Sal, Setúbal, Portugal | Alcácer do Sal | Alcacer do Sal | 38.3725 | -8.5133 | Portugal | PT | PRT | Setúbal | minor | 13046 | 1620351188
Alcester, Warwickshire, United Kingdom | Alcester | Alcester | 52.215 | -1.876 | United Kingdom | GB | GBR | Warwickshire |  | 6273 | 1826906606
Alchevsk, Luhans’ka Oblast’, Ukraine | Alchevsk | Alchevsk | 48.4672 | 38.7983 | Ukraine | UA | UKR | Luhans’ka Oblast’ |  | 105398 | 1804025187
Alcoa, Tennessee, United States | Alcoa | Alcoa | 35.8073 | -83.9752 | United States | US | USA | Tennessee |  | 9980 | 1840013404
Alcochete, Setúbal, Portugal | Alcochete | Alcochete | 38.7553 | -8.9608 | Portugal | PT | PRT | Setúbal | minor | 17569 | 1620781537
Aldama, Chihuahua, Mexico | Aldama | Aldama | 28.8386 | -105.9111 | Mexico | MX | MEX | Chihuahua | minor | 24761 | 1484197521
Aldama, Tamaulipas, Mexico | Aldama | Aldama | 22.9194 | -98.0736 | Mexico | MX | MEX | Tamaulipas | minor | 13661 | 1484835121
Aldan, Sakha (Yakutiya), Russia | Aldan | Aldan | 58.6 | 125.3833 | Russia | RU | RUS | Sakha (Yakutiya) |  | 20595 | 1643237106
Alden, New York, United States | Alden | Alden | 42.9114 | -78.5211 | United States | US | USA | New York |  | 10032 | 1840004394
Aldenham, Hertfordshire, United Kingdom | Aldenham | Aldenham | 51.6723 | -0.3546 | United Kingdom | GB | GBR | Hertfordshire |  | 9942 | 1826963300
Aldershot, Hampshire, United Kingdom | Aldershot | Aldershot | 51.248 | -0.758 | United Kingdom | GB | GBR | Hampshire |  | 36322 | 1826766548
Alderwood Manor, Washington, United States | Alderwood Manor | Alderwood Manor | 47.8147 | -122.2672 | United States | US | USA | Washington |  | 9257 | 1840017323
Aldine, Texas, United States | Aldine | Aldine | 29.9122 | -95.3785 | United States | US | USA | Texas |  | 15822 | 1840018250
Aldo Bonzi, Buenos Aires, Argentina | Aldo Bonzi | Aldo Bonzi | -34.7083 | -58.5181 | Argentina | AR | ARG | Buenos Aires |  | 18175 | 1032281187
Aldridge, Walsall, United Kingdom | Aldridge | Aldridge | 52.606 | -1.9179 | United Kingdom | GB | GBR | Walsall |  | 39348 | 1826685347
Alebtong, Alebtong, Uganda | Alebtong | Alebtong | 2.2447 | 33.2547 | Uganda | UG | UGA | Alebtong | admin |  | 1800244501
Aledo, Texas, United States | Aledo | Aledo | 32.6973 | -97.607 | United States | US | USA | Texas |  | 8909 | 1840019418
Aleg, Brakna, Mauritania | Aleg | Aleg | 17.058 | -13.909 | Mauritania | MR | MRT | Brakna | admin | 8388 | 1478173139
Aleksandrov, Vladimirskaya Oblast’, Russia | Aleksandrov | Aleksandrov | 56.3936 | 38.715 | Russia | RU | RUS | Vladimirskaya Oblast’ |  | 59328 | 1643014960
Aleksandrovac, Aleksandrovac, Serbia | Aleksandrovac | Aleksandrovac | 43.4553 | 21.0514 | Serbia | RS | SRB | Aleksandrovac | admin |  | 1688573505
Aleksandrovsk, Permskiy Kray, Russia | Aleksandrovsk | Aleksandrovsk | 59.1667 | 57.5833 | Russia | RU | RUS | Permskiy Kray |  | 12222 | 1643050793
Aleksandrovsk-Sakhalinskiy, Sakhalinskaya Oblast’, Russia | Aleksandrovsk-Sakhalinskiy | Aleksandrovsk-Sakhalinskiy | 50.9 | 142.15 | Russia | RU | RUS | Sakhalinskaya Oblast’ |  | 9504 | 1643873847
Alekseyevka, Belgorodskaya Oblast’, Russia | Alekseyevka | Alekseyevka | 50.6333 | 38.6833 | Russia | RU | RUS | Belgorodskaya Oblast’ |  | 38329 | 1643033169
Aleksin, Tul’skaya Oblast’, Russia | Aleksin | Aleksin | 54.5 | 37.0667 | Russia | RU | RUS | Tul’skaya Oblast’ |  | 57892 | 1643013998
Aleksinac, Aleksinac, Serbia | Aleksinac | Aleksinac | 43.5383 | 21.7047 | Serbia | RS | SRB | Aleksinac | admin |  | 1688039133
Alençon, Normandie, France | Alençon | Alencon | 48.4306 | 0.0931 | France | FR | FRA | Normandie | minor | 25848 | 1250000395
Alenquer, Pará, Brazil | Alenquer | Alenquer | -1.9396 | -54.79 | Brazil | BR | BRA | Pará |  | 26290 | 1076529970
Aleppo, Ḩalab, Syria | Aleppo | Aleppo | 36.2 | 37.15 | Syria | SY | SYR | Ḩalab | admin | 1834093 | 1760366651
Alerce, Los Lagos, Chile | Alerce | Alerce | -41.3969 | -72.9037 | Chile | CL | CHL | Los Lagos |  | 42267 | 1152663651
Alès, Occitanie, France | Alès | Ales | 44.1281 | 4.0817 | France | FR | FRA | Occitanie | minor | 40219 | 1250908381
Aleşd, Bihor, Romania | Aleşd | Alesd | 47.0572 | 22.3969 | Romania | RO | ROU | Bihor |  | 10066 | 1642008624
Ålesund, Møre og Romsdal, Norway | Ålesund | Alesund | 62.4723 | 6.1549 | Norway | NO | NOR | Møre og Romsdal | minor | 52163 | 1578050516
Alexander Bay, Northern Cape, South Africa | Alexander Bay | Alexander Bay | -28.6083 | 16.5033 | South Africa | ZA | ZAF | Northern Cape |  | 1500 | 1710616152
Alexander City, Alabama, United States | Alexander City | Alexander City | 32.9242 | -85.9361 | United States | US | USA | Alabama |  | 9046 | 1840013788
Alexandra, Otago, New Zealand | Alexandra | Alexandra | -45.2492 | 169.3797 | New Zealand | NZ | NZL | Otago |  | 5510 | 1554972985
Alexándreia, Kentrikí Makedonía, Greece | Alexándreia | Alexandreia | 40.6283 | 22.4454 | Greece | GR | GRC | Kentrikí Makedonía | minor | 14821 | 1300981589
Alexandria, Al Iskandarīyah, Egypt | Alexandria | Alexandria | 31.2 | 29.9167 | Egypt | EG | EGY | Al Iskandarīyah | admin | 4870000 | 1818695837
Alexandria, Virginia, United States | Alexandria | Alexandria | 38.8185 | -77.0861 | United States | US | USA | Virginia |  | 159428 | 1840003837
Alexandria, Teleorman, Romania | Alexandria | Alexandria | 43.9686 | 25.3333 | Romania | RO | ROU | Teleorman | admin | 45434 | 1642953190
Alexandria, Louisiana, United States | Alexandria | Alexandria | 31.2923 | -92.4702 | United States | US | USA | Louisiana |  | 80129 | 1840013873
Alexandria, Minnesota, United States | Alexandria | Alexandria | 45.8777 | -95.3766 | United States | US | USA | Minnesota |  | 21204 | 1840006680
Alexandria, West Dunbartonshire, United Kingdom | Alexandria | Alexandria | 55.98 | -4.58 | United Kingdom | GB | GBR | West Dunbartonshire |  | 13444 | 1826818723
Alexandria, Kentucky, United States | Alexandria | Alexandria | 38.9621 | -84.386 | United States | US | USA | Kentucky |  | 9715 | 1840013162
Alexandroúpoli, Anatolikí Makedonía kai Thráki, Greece | Alexandroúpoli | Alexandroupoli | 40.85 | 25.8667 | Greece | GR | GRC | Anatolikí Makedonía kai Thráki | minor | 57812 | 1300949419
Aleysk, Altayskiy Kray, Russia | Aleysk | Aleysk | 52.5 | 82.7833 | Russia | RU | RUS | Altayskiy Kray |  | 28528 | 1643212700
Alfajayucan, Hidalgo, Mexico | Alfajayucan | Alfajayucan | 20.4 | -99.35 | Mexico | MX | MEX | Hidalgo |  | 16859 | 1484991912
Alfeld, Lower Saxony, Germany | Alfeld | Alfeld | 51.9886 | 9.8269 | Germany | DE | DEU | Lower Saxony |  | 18626 | 1276733070
Alfena, Porto, Portugal | Alfena | Alfena | 41.2395 | -8.5244 | Portugal | PT | PRT | Porto |  | 20000 | 1620416709
Alfortville, Île-de-France, France | Alfortville | Alfortville | 48.805 | 2.4239 | France | FR | FRA | Île-de-France |  | 43881 | 1250857642
Alfred, New York, United States | Alfred | Alfred | 42.2385 | -77.7891 | United States | US | USA | New York |  | 5067 | 1840004608
Alfred and Plantagenet, Ontario, Canada | Alfred and Plantagenet | Alfred and Plantagenet | 45.5667 | -74.9167 | Canada | CA | CAN | Ontario |  | 9680 | 1124001813
Alfreton, Derbyshire, United Kingdom | Alfreton | Alfreton | 53.097 | -1.38 | United Kingdom | GB | GBR | Derbyshire |  | 22302 | 1826000016
Alga, Aqtöbe, Kazakhstan | Alga | Alga | 49.9032 | 57.335 | Kazakhstan | KZ | KAZ | Aqtöbe |  | 28267 | 1398920371
Algeciras, Andalusia, Spain | Algeciras | Algeciras | 36.1267 | -5.4665 | Spain | ES | ESP | Andalusia |  | 111027 | 1724355681
Algiers, Alger, Algeria | Algiers | Algiers | 36.7764 | 3.0586 | Algeria | DZ | DZA | Alger | primary | 3415811 | 1012973369
Algodones, Baja California, Mexico | Algodones | Algodones | 32.7153 | -114.7289 | Mexico | MX | MEX | Baja California |  | 5474 | 1484797126
Algona, Iowa, United States | Algona | Algona | 43.0743 | -94.2302 | United States | US | USA | Iowa |  | 5182 | 1840000352
Algonquin, Illinois, United States | Algonquin | Algonquin | 42.1629 | -88.3159 | United States | US | USA | Illinois |  | 30897 | 1840010110
Alhambra, California, United States | Alhambra | Alhambra | 34.084 | -118.1355 | United States | US | USA | California |  | 83750 | 1840019222
Ali Sabieh, Ali Sabieh, Djibouti | Ali Sabieh | Ali Sabieh | 11.1558 | 42.7125 | Djibouti | DJ | DJI | Ali Sabieh | admin | 37939 | 1262104228
Aliağa, İzmir, Turkey | Aliağa | Aliaga | 38.7998 | 26.972 | Turkey | TR | TUR | İzmir | minor | 95392 | 1792034311
Alibunar, Alibunar, Serbia | Alibunar | Alibunar | 45.0808 | 20.9658 | Serbia | RS | SRB | Alibunar | admin | 3431 | 1688248362
Alicante, Valencia, Spain | Alicante | Alicante | 38.3453 | -0.4831 | Spain | ES | ESP | Valencia | minor | 334887 | 1724923163
Alice, Texas, United States | Alice | Alice | 27.7556 | -98.0653 | United States | US | USA | Texas |  | 20510 | 1840019714
Alice Springs, Northern Territory, Australia | Alice Springs | Alice Springs | -23.7 | 133.8667 | Australia | AU | AUS | Northern Territory |  | 23726 | 1036830397
Alīgarh, Uttar Pradesh, India | Alīgarh | Aligarh | 27.88 | 78.08 | India | IN | IND | Uttar Pradesh |  | 1131160 | 1356076391
Alīgūdarz, Lorestān, Iran | Alīgūdarz | Aligudarz | 33.4006 | 49.6947 | Iran | IR | IRN | Lorestān | minor | 78690 | 1364252948
Alīpur Duār, West Bengal, India | Alīpur Duār | Alipur Duar | 26.4837 | 89.5667 | India | IN | IND | West Bengal |  | 127342 | 1356472105
Aliquippa, Pennsylvania, United States | Aliquippa | Aliquippa | 40.6155 | -80.2547 | United States | US | USA | Pennsylvania |  | 8844 | 1840001009
Aliso Viejo, California, United States | Aliso Viejo | Aliso Viejo | 33.5792 | -117.7289 | United States | US | USA | California |  | 50887 | 1840019321
Aliwal North, Eastern Cape, South Africa | Aliwal North | Aliwal North | -30.7 | 26.7 | South Africa | ZA | ZAF | Eastern Cape |  | 44436 | 1710445896
Aljustrel, Beja, Portugal | Aljustrel | Aljustrel | 37.8785 | -8.1614 | Portugal | PT | PRT | Beja | minor | 9257 | 1620079386
Allahābād, Uttar Pradesh, India | Allahābād | Allahabad | 25.455 | 81.84 | India | IN | IND | Uttar Pradesh |  | 1201000 | 1356718332
Allanmyo, Magway, Burma | Allanmyo | Allanmyo | 19.3783 | 95.2279 | Burma | MM | MMR | Magway |  | 57897 | 1104582279
Allauch, Provence-Alpes-Côte d’Azur, France | Allauch | Allauch | 43.3369 | 5.4828 | France | FR | FRA | Provence-Alpes-Côte d’Azur |  | 21187 | 1250339228
Allegan, Michigan, United States | Allegan | Allegan | 42.5299 | -85.8462 | United States | US | USA | Michigan |  | 6350 | 1840003114
Allegany, New York, United States | Allegany | Allegany | 42.0869 | -78.5212 | United States | US | USA | New York |  | 7663 | 1840004597
Allegheny Township, Pennsylvania, United States | Allegheny Township | Allegheny Township | 40.6151 | -79.6439 | United States | US | USA | Pennsylvania |  | 8158 | 1840151149
Allegheny Township, Pennsylvania, United States | Allegheny Township | Allegheny Township | 40.4583 | -78.4768 | United States | US | USA | Pennsylvania |  | 6594 | 1840152336
Allen, Texas, United States | Allen | Allen | 33.1088 | -96.6735 | United States | US | USA | Texas |  | 105623 | 1840019396
Allen, Río Negro, Argentina | Allen | Allen | -38.9772 | -67.8272 | Argentina | AR | ARG | Río Negro |  | 22859 | 1032144191
Allen Park, Michigan, United States | Allen Park | Allen Park | 42.2595 | -83.2107 | United States | US | USA | Michigan |  | 26940 | 1840003967
Allendale, Michigan, United States | Allendale | Allendale | 42.9851 | -85.9509 | United States | US | USA | Michigan |  | 20776 | 1840004345
Allendale, New Jersey, United States | Allendale | Allendale | 41.0333 | -74.1333 | United States | US | USA | New Jersey |  | 6734 | 1840003550
Allende, Coahuila de Zaragoza, Mexico | Allende | Allende | 28.3333 | -100.8333 | Mexico | MX | MEX | Coahuila de Zaragoza | minor | 20694 | 1484737223
Allentown, Pennsylvania, United States | Allentown | Allentown | 40.5961 | -75.4756 | United States | US | USA | Pennsylvania |  | 683794 | 1840001044
Alleppey, Kerala, India | Alleppey | Alleppey | 9.5004 | 76.37 | India | IN | IND | Kerala |  | 176783 | 1356293762
Allestree, Derby, United Kingdom | Allestree | Allestree | 52.9519 | -1.4856 | United Kingdom | GB | GBR | Derby |  | 13622 | 1826396769
Alliance, Ohio, United States | Alliance | Alliance | 40.9107 | -81.1189 | United States | US | USA | Ohio |  | 31255 | 1840000962
Alliance, Nebraska, United States | Alliance | Alliance | 42.1025 | -102.8766 | United States | US | USA | Nebraska |  | 8086 | 1840006975
Allington, Kent, United Kingdom | Allington | Allington | 51.2903 | 0.5019 | United Kingdom | GB | GBR | Kent |  | 7100 | 1826198624
Allison Park, Pennsylvania, United States | Allison Park | Allison Park | 40.573 | -79.9603 | United States | US | USA | Pennsylvania |  | 22855 | 1840026468
Alloa, Clackmannanshire, United Kingdom | Alloa | Alloa | 56.116 | -3.793 | United Kingdom | GB | GBR | Clackmannanshire |  | 20730 | 1826126712
Allouez, Wisconsin, United States | Allouez | Allouez | 44.4721 | -88.0261 | United States | US | USA | Wisconsin |  | 13894 | 1840002346
Allschwil, Basel-Landschaft, Switzerland | Allschwil | Allschwil | 47.5508 | 7.5358 | Switzerland | CH | CHE | Basel-Landschaft |  | 21150 | 1756684864
Allstedt, Saxony-Anhalt, Germany | Allstedt | Allstedt | 51.4 | 11.3833 | Germany | DE | DEU | Saxony-Anhalt |  | 7745 | 1276620338
Alma, Quebec, Canada | Alma | Alma | 48.55 | -71.65 | Canada | CA | CAN | Quebec |  | 30904 | 1124138438
Alma, Michigan, United States | Alma | Alma | 43.38 | -84.6556 | United States | US | USA | Michigan |  | 16035 | 1840002879
Alma, Arkansas, United States | Alma | Alma | 35.4919 | -94.2165 | United States | US | USA | Arkansas |  | 5864 | 1840013420
Almada, Setúbal, Portugal | Almada | Almada | 38.6803 | -9.1583 | Portugal | PT | PRT | Setúbal | minor | 174030 | 1620388276
Almargem, Lisboa, Portugal | Almargem | Almargem | 38.8475 | -9.2714 | Portugal | PT | PRT | Lisboa |  | 8983 | 1620407856
Almaty, Almaty, Kazakhstan | Almaty | Almaty | 43.25 | 76.9 | Kazakhstan | KZ | KAZ | Almaty |  | 1806833 | 1398351701
Almeirim, Santarém, Portugal | Almeirim | Almeirim | 39.2167 | -8.6333 | Portugal | PT | PRT | Santarém | minor | 23376 | 1620738863
Almenara, Minas Gerais, Brazil | Almenara | Almenara | -16.17 | -40.7 | Brazil | BR | BRA | Minas Gerais |  | 29333 | 1076953924
Almería, Andalusia, Spain | Almería | Almeria | 36.8333 | -2.45 | Spain | ES | ESP | Andalusia | minor | 198533 | 1724745640
Almetyevsk, Tatarstan, Russia | Almetyevsk | Almetyevsk | 54.9 | 52.3 | Russia | RU | RUS | Tatarstan |  | 154262 | 1643421011
Almirante, Bocas del Toro, Panama | Almirante | Almirante | 9.3 | -82.4 | Panama | PA | PAN | Bocas del Toro | minor | 8114 | 1591293829
Almoloya, Hidalgo, Mexico | Almoloya | Almoloya | 19.7 | -98.4 | Mexico | MX | MEX | Hidalgo | minor | 10638 | 1484494575
Almoloya de Alquisiras, México, Mexico | Almoloya de Alquisiras | Almoloya de Alquisiras | 18.85 | -99.85 | Mexico | MX | MEX | México | minor | 14196 | 1484855096
Almoloya del Río, Morelos, Mexico | Almoloya del Río | Almoloya del Rio | 19.1586 | -99.4886 | Mexico | MX | MEX | Morelos | minor | 8939 | 1484000708
Almondbury, Kirklees, United Kingdom | Almondbury | Almondbury | 53.6344 | -1.7489 | United Kingdom | GB | GBR | Kirklees |  | 18346 | 1826676976
Almonte, Andalusia, Spain | Almonte | Almonte | 37.2612 | -6.5176 | Spain | ES | ESP | Andalusia |  | 24191 | 1724955448
Almyrós, Thessalía, Greece | Almyrós | Almyros | 39.18 | 22.76 | Greece | GR | GRC | Thessalía | minor | 7955 | 1300996538
Alness, Highland, United Kingdom | Alness | Alness | 57.695 | -4.258 | United Kingdom | GB | GBR | Highland |  | 5310 | 1826138078
Alnwick, Northumberland, United Kingdom | Alnwick | Alnwick | 55.4134 | -1.7069 | United Kingdom | GB | GBR | Northumberland |  | 8116 | 1826458841
Alnwick/Haldimand, Ontario, Canada | Alnwick/Haldimand | Alnwick/Haldimand | 44.0833 | -78.0333 | Canada | CA | CAN | Ontario |  | 6869 | 1124000698
Aloha, Oregon, United States | Aloha | Aloha | 45.492 | -122.8726 | United States | US | USA | Oregon |  | 55492 | 1840017414
Aloja, Alojas Novads, Latvia | Aloja | Aloja | 57.7669 | 24.8828 | Latvia | LV | LVA | Alojas Novads | admin | 1120 | 1428805342
Alondra Park, California, United States | Alondra Park | Alondra Park | 33.8885 | -118.335 | United States | US | USA | California |  | 8097 | 1840028356
Alor Setar, Kedah, Malaysia | Alor Setar | Alor Setar | 6.1167 | 100.3667 | Malaysia | MY | MYS | Kedah | admin | 217000 | 1458273978
Alotau, Milne Bay, Papua New Guinea | Alotau | Alotau | -10.3167 | 150.4333 | Papua New Guinea | PG | PNG | Milne Bay | admin | 11624 | 1598284215
Alpena, Michigan, United States | Alpena | Alpena | 45.074 | -83.4399 | United States | US | USA | Michigan |  | 13541 | 1840003947
Alpharetta, Georgia, United States | Alpharetta | Alpharetta | 34.0704 | -84.2739 | United States | US | USA | Georgia |  | 67213 | 1840013659
Alpiarça, Santarém, Portugal | Alpiarça | Alpiarca | 39.2593 | -8.585 | Portugal | PT | PRT | Santarém | minor | 7702 | 1620994582
Alpine, California, United States | Alpine | Alpine | 32.8439 | -116.7585 | United States | US | USA | California |  | 15233 | 1840018014
Alpine, Utah, United States | Alpine | Alpine | 40.4629 | -111.7724 | United States | US | USA | Utah |  | 10498 | 1840018755
Alpine, Texas, United States | Alpine | Alpine | 30.364 | -103.665 | United States | US | USA | Texas |  | 6090 | 1840019580
Alpirsbach, Baden-Württemberg, Germany | Alpirsbach | Alpirsbach | 48.3461 | 8.4039 | Germany | DE | DEU | Baden-Württemberg |  | 6304 | 1276323724
Alquízar, Artemisa, Cuba | Alquízar | Alquizar | 22.8067 | -82.5828 | Cuba | CU | CUB | Artemisa | minor | 29616 | 1192960992
Alsager, Cheshire East, United Kingdom | Alsager | Alsager | 53.0961 | -2.3048 | United Kingdom | GB | GBR | Cheshire East |  | 11775 | 1826797417
Alsdorf, North Rhine-Westphalia, Germany | Alsdorf | Alsdorf | 50.8744 | 6.1615 | Germany | DE | DEU | North Rhine-Westphalia |  | 47018 | 1276261156
Alsfeld, Hesse, Germany | Alsfeld | Alsfeld | 50.7511 | 9.2711 | Germany | DE | DEU | Hesse |  | 15989 | 1276584676
Alsip, Illinois, United States | Alsip | Alsip | 41.6701 | -87.7368 | United States | US | USA | Illinois |  | 18709 | 1840010147
Alstonville, New South Wales, Australia | Alstonville | Alstonville | -28.8317 | 153.4344 | Australia | AU | AUS | New South Wales |  | 5739 | 1036379241
Alsunga, Alsungas Novads, Latvia | Alsunga | Alsunga | 56.9801 | 21.564 | Latvia | LV | LVA | Alsungas Novads | admin |  | 1428710208
Alta, Finnmark, Norway | Alta | Alta | 69.9686 | 23.2714 | Norway | NO | NOR | Finnmark | minor | 15342 | 1578308187
Alta Floresta, Mato Grosso, Brazil | Alta Floresta | Alta Floresta | -9.9 | -55.91 | Brazil | BR | BRA | Mato Grosso |  | 40466 | 1076069666
Alta Gracia, Córdoba, Argentina | Alta Gracia | Alta Gracia | -31.6667 | -64.4333 | Argentina | AR | ARG | Córdoba | minor | 48140 | 1032411567
Alta Sierra, California, United States | Alta Sierra | Alta Sierra | 39.1237 | -121.0523 | United States | US | USA | California |  | 7207 | 1840017553
Altadena, California, United States | Altadena | Altadena | 34.1928 | -118.1345 | United States | US | USA | California |  | 45146 | 1840017918
Altagracia de Orituco, Guárico, Venezuela | Altagracia de Orituco | Altagracia de Orituco | 9.8504 | -66.38 | Venezuela | VE | VEN | Guárico | minor | 40052 | 1862533029
Altamira, Pará, Brazil | Altamira | Altamira | -3.1996 | -52.21 | Brazil | BR | BRA | Pará |  | 70888 | 1076710878
Altamira, Tamaulipas, Mexico | Altamira | Altamira | 22.3375 | -97.8694 | Mexico | MX | MEX | Tamaulipas | minor | 59536 | 1484764524
Altamirano, Chiapas, Mexico | Altamirano | Altamirano | 16.7361 | -92.0389 | Mexico | MX | MEX | Chiapas | minor | 9200 | 1484175446
Altamont, Oregon, United States | Altamont | Altamont | 42.1981 | -121.7249 | United States | US | USA | Oregon |  | 18987 | 1840017440
Altamonte Springs, Florida, United States | Altamonte Springs | Altamonte Springs | 28.6615 | -81.3953 | United States | US | USA | Florida |  | 44143 | 1840014072
Altar, Sonora, Mexico | Altar | Altar | 30.7136 | -111.8353 | Mexico | MX | MEX | Sonora | minor | 7927 | 1484018181
Altata, Sinaloa, Mexico | Altata | Altata | 24.6333 | -107.9167 | Mexico | MX | MEX | Sinaloa |  | 2001 | 1484699069
Altay, Xinjiang, China | Altay | Altay | 47.8666 | 88.1166 | China | CN | CHN | Xinjiang | minor | 142000 | 1156855629
Altay, Govĭ-Altay, Mongolia | Altay | Altay | 46.3728 | 96.2572 | Mongolia | MN | MNG | Govĭ-Altay | admin | 15800 | 1496574715
Altdorf, Uri, Switzerland | Altdorf | Altdorf | 46.8806 | 8.6394 | Switzerland | CH | CHE | Uri | admin | 9401 | 1756957308
Altena, North Rhine-Westphalia, Germany | Altena | Altena | 51.3 | 7.6667 | Germany | DE | DEU | North Rhine-Westphalia |  | 16922 | 1276575290
Altenberg, Saxony, Germany | Altenberg | Altenberg | 50.7644 | 13.7578 | Germany | DE | DEU | Saxony |  | 7908 | 1276544160
Altenburg, Thuringia, Germany | Altenburg | Altenburg | 50.985 | 12.4333 | Germany | DE | DEU | Thuringia | minor | 32074 | 1276224301
Altenerding, Bavaria, Germany | Altenerding | Altenerding | 48.2932 | 11.9054 | Germany | DE | DEU | Bavaria |  | 8196 | 1276007257
Altenkirchen, Rhineland-Palatinate, Germany | Altenkirchen | Altenkirchen | 50.6872 | 7.6456 | Germany | DE | DEU | Rhineland-Palatinate | minor | 6263 | 1276616587
Altensteig, Baden-Württemberg, Germany | Altensteig | Altensteig | 48.5864 | 8.6047 | Germany | DE | DEU | Baden-Württemberg |  | 10799 | 1276878570
Altentreptow, Mecklenburg-Western Pomerania, Germany | Altentreptow | Altentreptow | 53.6927 | 13.2562 | Germany | DE | DEU | Mecklenburg-Western Pomerania |  | 5307 | 1276676254
Altinópolis, São Paulo, Brazil | Altinópolis | Altinopolis | -21.0231 | -47.3728 | Brazil | BR | BRA | São Paulo |  | 16179 | 1076728807
Altlandsberg, Brandenburg, Germany | Altlandsberg | Altlandsberg | 52.5667 | 13.7331 | Germany | DE | DEU | Brandenburg |  | 9490 | 1276344426
Alto Río Senguer, Chubut, Argentina | Alto Río Senguer | Alto Rio Senguer | -45.0419 | -70.8234 | Argentina | AR | ARG | Chubut | minor | 1570 | 1032532362
Altofts, Wakefield, United Kingdom | Altofts | Altofts | 53.697 | -1.416 | United Kingdom | GB | GBR | Wakefield |  | 6198 | 1826413238
Altomünster, Bavaria, Germany | Altomünster | Altomunster | 48.3833 | 11.25 | Germany | DE | DEU | Bavaria |  | 7925 | 1276488416
Alton, Illinois, United States | Alton | Alton | 38.9034 | -90.1523 | United States | US | USA | Illinois |  | 78905 | 1840007424
Alton, Texas, United States | Alton | Alton | 26.2884 | -98.3098 | United States | US | USA | Texas |  | 18105 | 1840019733
Alton, Hampshire, United Kingdom | Alton | Alton | 51.1498 | -0.9769 | United Kingdom | GB | GBR | Hampshire |  | 17816 | 1826279601
Alton, New Hampshire, United States | Alton | Alton | 43.4906 | -71.2462 | United States | US | USA | New Hampshire |  | 5298 | 1840054507
Altoona, Pennsylvania, United States | Altoona | Altoona | 40.5082 | -78.4007 | United States | US | USA | Pennsylvania |  | 74829 | 1840001080
Altoona, Iowa, United States | Altoona | Altoona | 41.6481 | -93.4784 | United States | US | USA | Iowa |  | 19221 | 1840007065
Altoona, Wisconsin, United States | Altoona | Altoona | 44.8029 | -91.4385 | United States | US | USA | Wisconsin |  | 7870 | 1840002295
Altötting, Bavaria, Germany | Altötting | Altotting | 48.2264 | 12.6759 | Germany | DE | DEU | Bavaria | minor | 10119 | 1276161581
Altrincham, Trafford, United Kingdom | Altrincham | Altrincham | 53.3838 | -2.3547 | United Kingdom | GB | GBR | Trafford |  | 52419 | 1826280426
Altus, Oklahoma, United States | Altus | Altus | 34.6566 | -99.3051 | United States | US | USA | Oklahoma |  | 18418 | 1840019202
Alūksne, Alūksnes Novads, Latvia | Alūksne | Aluksne | 57.4239 | 27.0503 | Latvia | LV | LVA | Alūksnes Novads | admin | 6930 | 1428873095
Alum Rock, California, United States | Alum Rock | Alum Rock | 37.3695 | -121.8241 | United States | US | USA | California |  | 11791 | 1840017638
Alushta, Krym, Avtonomna Respublika, Ukraine | Alushta | Alushta | 44.6672 | 34.3978 | Ukraine | UA | UKR | Krym, Avtonomna Respublika |  | 29668 | 1804773543
Alva, Oklahoma, United States | Alva | Alva | 36.7892 | -98.6648 | United States | US | USA | Oklahoma |  | 5628 | 1840018976
Alvarado, Veracruz, Mexico | Alvarado | Alvarado | 18.7811 | -95.7572 | Mexico | MX | MEX | Veracruz | minor | 22330 | 1484208918
Álvares Machado, São Paulo, Brazil | Álvares Machado | Alvares Machado | -22.0789 | -51.4719 | Brazil | BR | BRA | São Paulo |  | 24651 | 1076095632
Álvaro de Carvalho, São Paulo, Brazil | Álvaro de Carvalho | Alvaro de Carvalho | -22.0797 | -49.7197 | Brazil | BR | BRA | São Paulo |  | 5030 | 1076135695
Alvechurch, Worcestershire, United Kingdom | Alvechurch | Alvechurch | 52.3506 | -1.9647 | United Kingdom | GB | GBR | Worcestershire |  | 6564 | 1826728524
Alvin, Texas, United States | Alvin | Alvin | 29.3871 | -95.2933 | United States | US | USA | Texas |  | 26723 | 1840019671
Alvorada, Tocantins, Brazil | Alvorada | Alvorada | -12.47 | -49.082 | Brazil | BR | BRA | Tocantins |  | 10232 | 1076121080
Alwar, Rājasthān, India | Alwar | Alwar | 27.5667 | 76.6167 | India | IN | IND | Rājasthān |  | 341422 | 1356570855
Alytus, Alytaus Miestas, Lithuania | Alytus | Alytus | 54.4014 | 24.0492 | Lithuania | LT | LTU | Alytaus Miestas | admin | 51534 | 1440273296
Alzamay, Irkutskaya Oblast’, Russia | Alzamay | Alzamay | 55.55 | 98.6667 | Russia | RU | RUS | Irkutskaya Oblast’ |  | 5908 | 1643351432
Alzenau in Unterfranken, Bavaria, Germany | Alzenau in Unterfranken | Alzenau in Unterfranken | 50.0881 | 9.0497 | Germany | DE | DEU | Bavaria |  | 18469 | 1276942017
Alzey, Rhineland-Palatinate, Germany | Alzey | Alzey | 49.7517 | 8.1161 | Germany | DE | DEU | Rhineland-Palatinate | minor | 18535 | 1276680173
Amadora, Lisboa, Portugal | Amadora | Amadora | 38.75 | -9.2333 | Portugal | PT | PRT | Lisboa | minor | 175136 | 1620896557
Amagi, Kagoshima, Japan | Amagi | Amagi | 27.8092 | 128.8978 | Japan | JP | JPN | Kagoshima |  | 5608 | 1392316482
Amahai, Maluku, Indonesia | Amahai | Amahai | -3.3281 | 128.9405 | Indonesia | ID | IDN | Maluku | minor | 47653 | 1360767250
Amalāpuram, Andhra Pradesh, India | Amalāpuram | Amalapuram | 16.5833 | 82.0167 | India | IN | IND | Andhra Pradesh |  | 53231 | 1356997622
Amapá, Amapá, Brazil | Amapá | Amapa | 2.05 | -50.8 | Brazil | BR | BRA | Amapá |  | 1947 | 1076834242
Amara, Ialomiţa, Romania | Amara | Amara | 44.62 | 27.32 | Romania | RO | ROU | Ialomiţa |  | 7345 | 1642292368
Amarante, Porto, Portugal | Amarante | Amarante | 41.2667 | -8.0833 | Portugal | PT | PRT | Porto | minor | 56264 | 1620688725
Amarapura, Mandalay, Burma | Amarapura | Amarapura | 21.9 | 96.0458 | Burma | MM | MMR | Mandalay |  | 23200 | 1104567036
Amarillo, Texas, United States | Amarillo | Amarillo | 35.1988 | -101.8311 | United States | US | USA | Texas |  | 205603 | 1840019156
Amarkantak, Chhattīsgarh, India | Amarkantak | Amarkantak | 22.6751 | 81.7596 | India | IN | IND | Chhattīsgarh |  | 7074 | 1356062517
Amasya, Amasya, Turkey | Amasya | Amasya | 40.65 | 35.8333 | Turkey | TR | TUR | Amasya | admin | 149084 | 1792344167
Amatepec, México, Mexico | Amatepec | Amatepec | 18.65 | -100.15 | Mexico | MX | MEX | México | minor | 27026 | 1484058749
Amatitán, Jalisco, Mexico | Amatitán | Amatitan | 20.8333 | -103.7167 | Mexico | MX | MEX | Jalisco | minor | 15344 | 1484634445
Amatlán de los Reyes, Veracruz, Mexico | Amatlán de los Reyes | Amatlan de los Reyes | 18.8457 | -96.9149 | Mexico | MX | MEX | Veracruz | minor | 9123 | 1484683104
Amau, Central, Papua New Guinea | Amau | Amau | -10.0426 | 148.565 | Papua New Guinea | PG | PNG | Central |  | 230 | 1598610032
Ambāla, Haryāna, India | Ambāla | Ambala | 30.3786 | 76.7725 | India | IN | IND | Haryāna |  | 146787 | 1356947216
Ambanja, Antsiranana, Madagascar | Ambanja | Ambanja | -13.6786 | 48.4522 | Madagascar | MG | MDG | Antsiranana |  | 30621 | 1450987919
Ambarchik, Sakha (Yakutiya), Russia | Ambarchik | Ambarchik | 69.651 | 162.3336 | Russia | RU | RUS | Sakha (Yakutiya) |  | 0 | 1643739159
Ambato, Tungurahua, Ecuador | Ambato | Ambato | -1.2417 | -78.6197 | Ecuador | EC | ECU | Tungurahua | admin | 165185 | 1218046148
Ambatondrazaka, Toamasina, Madagascar | Ambatondrazaka | Ambatondrazaka | -17.8329 | 48.4167 | Madagascar | MG | MDG | Toamasina | minor | 43134 | 1450068349
Amberg, Bavaria, Germany | Amberg | Amberg | 49.4444 | 11.8483 | Germany | DE | DEU | Bavaria | minor | 41970 | 1276551955
Amble, Northumberland, United Kingdom | Amble | Amble | 55.3306 | -1.5783 | United Kingdom | GB | GBR | Northumberland |  | 6025 | 1826166469
Amblecote, Dudley, United Kingdom | Amblecote | Amblecote | 52.46 | -2.16 | United Kingdom | GB | GBR | Dudley |  | 13393 | 1826685308
Ambler, Pennsylvania, United States | Ambler | Ambler | 40.1564 | -75.2215 | United States | US | USA | Pennsylvania |  | 6491 | 1840003693
Ambon, Maluku, Indonesia | Ambon | Ambon | -3.705 | 128.17 | Indonesia | ID | IDN | Maluku | admin | 372249 | 1360756802
Ambridge, Pennsylvania, United States | Ambridge | Ambridge | 40.5922 | -80.2265 | United States | US | USA | Pennsylvania |  | 6601 | 1840001010
Ambriz, Bengo, Angola | Ambriz | Ambriz | -7.855 | 13.125 | Angola | AO | AGO | Bengo |  | 17000 | 1024609563
Ambrolauri, Rach’a-Lechkhumi da Kvemo Svaneti, Georgia | Ambrolauri | Ambrolauri | 42.5167 | 43.15 | Georgia | GE | GEO | Rach’a-Lechkhumi da Kvemo Svaneti | admin | 2047 | 1268370586
Amderma, Nenetskiy Avtonomnyy Okrug, Russia | Amderma | Amderma | 69.763 | 61.6677 | Russia | RU | RUS | Nenetskiy Avtonomnyy Okrug |  | 282 | 1643719353
Amdjarass, Ennedi-Est, Chad | Amdjarass | Amdjarass | 16.0667 | 22.8354 | Chad | TD | TCD | Ennedi-Est | admin |  | 1148268495
Amealco, Querétaro, Mexico | Amealco | Amealco | 20.1881 | -100.1439 | Mexico | MX | MEX | Querétaro | minor | 56457 | 1484505085
Amecameca de Juárez, México, Mexico | Amecameca de Juárez | Amecameca de Juarez | 19.1238 | -98.7665 | Mexico | MX | MEX | México | minor | 31687 | 1484353804
Amelia, Umbria, Italy | Amelia | Amelia | 42.5535 | 12.4168 | Italy | IT | ITA | Umbria |  | 11828 | 1380920464
Amelia, Ohio, United States | Amelia | Amelia | 39.0229 | -84.2184 | United States | US | USA | Ohio |  | 5039 | 1840010681
American Canyon, California, United States | American Canyon | American Canyon | 38.1796 | -122.2583 | United States | US | USA | California |  | 20475 | 1840018834
American Fork, Utah, United States | American Fork | American Fork | 40.3792 | -111.7952 | United States | US | USA | Utah |  | 33161 | 1840018756
Americana, São Paulo, Brazil | Americana | Americana | -22.7392 | -47.3314 | Brazil | BR | BRA | São Paulo |  | 479472 | 1076922153
Américo Brasiliense, São Paulo, Brazil | Américo Brasiliense | Americo Brasiliense | -21.7361 | -48.1114 | Brazil | BR | BRA | São Paulo |  | 38202 | 1076027153
Americus, Georgia, United States | Americus | Americus | 32.0736 | -84.2249 | United States | US | USA | Georgia |  | 16939 | 1840013841
Amersham, Buckinghamshire, United Kingdom | Amersham | Amersham | 51.677 | -0.603 | United Kingdom | GB | GBR | Buckinghamshire |  | 14384 | 1826557635
Ames, Iowa, United States | Ames | Ames | 42.0259 | -93.6215 | United States | US | USA | Iowa |  | 67910 | 1840007019
Amesbury, Massachusetts, United States | Amesbury | Amesbury | 42.853 | -70.9446 | United States | US | USA | Massachusetts |  | 17532 | 1840132383
Amesbury, Wiltshire, United Kingdom | Amesbury | Amesbury | 51.17 | -1.77 | United Kingdom | GB | GBR | Wiltshire |  | 10724 | 1826157369
Ámfissa, Stereá Elláda, Greece | Ámfissa | Amfissa | 38.5253 | 22.3753 | Greece | GR | GRC | Stereá Elláda | minor | 6919 | 1300329241
Amherst, New York, United States | Amherst | Amherst | 43.0117 | -78.7569 | United States | US | USA | New York |  | 124952 | 1840057194
Amherst, Massachusetts, United States | Amherst | Amherst | 42.3645 | -72.5069 | United States | US | USA | Massachusetts |  | 39741 | 1840053454
Amherst, Ohio, United States | Amherst | Amherst | 41.4022 | -82.2303 | United States | US | USA | Ohio |  | 12219 | 1840000640
Amherst, New Hampshire, United States | Amherst | Amherst | 42.8705 | -71.6068 | United States | US | USA | New Hampshire |  | 11310 | 1840054510
Amherst, Nova Scotia, Canada | Amherst | Amherst | 45.8167 | -64.2167 | Canada | CA | CAN | Nova Scotia |  | 9550 | 1124895094
Amherst Center, Massachusetts, United States | Amherst Center | Amherst Center | 42.3757 | -72.5188 | United States | US | USA | Massachusetts |  | 20253 | 1840003166
Amherstburg, Ontario, Canada | Amherstburg | Amherstburg | 42.1 | -83.0833 | Canada | CA | CAN | Ontario |  | 21936 | 1124696938
Ami, Ibaraki, Japan | Ami | Ami | 36.0308 | 140.215 | Japan | JP | JPN | Ibaraki |  | 47755 | 1392730678
Amiens, Hauts-de-France, France | Amiens | Amiens | 49.892 | 2.299 | France | FR | FRA | Hauts-de-France | minor | 136105 | 1250794759
Amioûn, Liban-Nord, Lebanon | Amioûn | Amioun | 34.2994 | 35.8097 | Lebanon | LB | LBN | Liban-Nord | minor | 10000 | 1422143071
Amite City, Louisiana, United States | Amite City | Amite City | 30.7323 | -90.5133 | United States | US | USA | Louisiana |  | 6600 | 1840036149
Amity, Pennsylvania, United States | Amity | Amity | 40.2905 | -75.7477 | United States | US | USA | Pennsylvania |  | 12924 | 1840151686
Amityville, New York, United States | Amityville | Amityville | 40.6696 | -73.4156 | United States | US | USA | New York |  | 9399 | 1840005140
Amlash, Gīlān, Iran | Amlash | Amlash | 37.0975 | 50.1864 | Iran | IR | IRN | Gīlān | minor | 15047 | 1364041120
Amman, Al ‘Āşimah, Jordan | Amman | Amman | 31.95 | 35.9333 | Jordan | JO | JOR | Al ‘Āşimah | primary | 4007526 | 1400522593
Ammanford, Carmarthenshire, United Kingdom | Ammanford | Ammanford | 51.8 | -3.993 | United Kingdom | GB | GBR | Carmarthenshire |  | 5411 | 1826559160
Ammon, Idaho, United States | Ammon | Ammon | 43.4746 | -111.9569 | United States | US | USA | Idaho |  | 17115 | 1840018643
Amnat Charoen, Amnat Charoen, Thailand | Amnat Charoen | Amnat Charoen | 15.85 | 104.6333 | Thailand | TH | THA | Amnat Charoen | admin | 25858 | 1764038011
Āmol, Māzandarān, Iran | Āmol | Amol | 36.4669 | 52.3569 | Iran | IR | IRN | Māzandarān | minor | 237528 | 1364107935
Amolatar, Amolatar, Uganda | Amolatar | Amolatar | 1.6378 | 32.8448 | Uganda | UG | UGA | Amolatar | admin |  | 1800458737
Amöneburg, Hesse, Germany | Amöneburg | Amoneburg | 50.7978 | 8.9231 | Germany | DE | DEU | Hesse |  | 5096 | 1276637668
Amora, Setúbal, Portugal | Amora | Amora | 38.6265 | -9.1189 | Portugal | PT | PRT | Setúbal |  | 48629 | 1620947611
Amory, Mississippi, United States | Amory | Amory | 33.9813 | -88.4823 | United States | US | USA | Mississippi |  | 6098 | 1840013686
Amos, Quebec, Canada | Amos | Amos | 48.5667 | -78.1167 | Canada | CA | CAN | Quebec |  | 12823 | 1124939649
Amozoc, Puebla, Mexico | Amozoc | Amozoc | 19.0333 | -98.05 | Mexico | MX | MEX | Puebla | minor | 60517 | 1484015487
Ampthill, Central Bedfordshire, United Kingdom | Ampthill | Ampthill | 52.0263 | -0.4906 | United Kingdom | GB | GBR | Central Bedfordshire |  | 13307 | 1826072891
Amqui, Quebec, Canada | Amqui | Amqui | 48.4667 | -67.4333 | Canada | CA | CAN | Quebec |  | 6322 | 1124681333
Amrāvati, Mahārāshtra, India | Amrāvati | Amravati | 20.9333 | 77.75 | India | IN | IND | Mahārāshtra |  | 549370 | 1356462099
Amriswil, Thurgau, Switzerland | Amriswil | Amriswil | 47.5497 | 9.3 | Switzerland | CH | CHE | Thurgau |  | 13534 | 1756967253
Amritsar, Punjab, India | Amritsar | Amritsar | 31.6167 | 74.85 | India | IN | IND | Punjab |  | 1132383 | 1356926507
Amsterdam, Noord-Holland, Netherlands | Amsterdam | Amsterdam | 52.35 | 4.9166 | Netherlands | NL | NLD | Noord-Holland | primary | 1031000 | 1528355309
Amsterdam, New York, United States | Amsterdam | Amsterdam | 42.942 | -74.1907 | United States | US | USA | New York |  | 21241 | 1840000391
Amstetten, Niederösterreich, Austria | Amstetten | Amstetten | 48.1167 | 14.8667 | Austria | AT | AUT | Niederösterreich | minor | 23656 | 1040466200
Am-Timan, Salamat, Chad | Am-Timan | Am-Timan | 11.0333 | 20.2833 | Chad | TD | TCD | Salamat | admin | 38261 | 1148823427
Amudālavalasa, Andhra Pradesh, India | Amudālavalasa | Amudalavalasa | 18.4167 | 83.9 | India | IN | IND | Andhra Pradesh |  | 39799 | 1356850881
Amudat, Amudat, Uganda | Amudat | Amudat | 1.95 | 34.95 | Uganda | UG | UGA | Amudat | admin |  | 1800886754
Amuria, Amuria, Uganda | Amuria | Amuria | 2.0036 | 33.6511 | Uganda | UG | UGA | Amuria | admin |  | 1800838006
Amursk, Khabarovskiy Kray, Russia | Amursk | Amursk | 50.2167 | 136.9 | Russia | RU | RUS | Khabarovskiy Kray |  | 40106 | 1643243118
Amuru, Amuru, Uganda | Amuru | Amuru | 2.8139 | 31.9387 | Uganda | UG | UGA | Amuru | admin |  | 1800642608
Amvrosiivka, Donets’ka Oblast’, Ukraine | Amvrosiivka | Amvrosiivka | 47.7958 | 38.4801 | Ukraine | UA | UKR | Donets’ka Oblast’ | minor | 18413 | 1804821911
An Cabhán, Cavan, Ireland | An Cabhán | An Cabhan | 53.9908 | -7.3606 | Ireland | IE | IRL | Cavan | admin |  | 1372007853
An Nabk, Rīf Dimashq, Syria | An Nabk | An Nabk | 34.025 | 36.7344 | Syria | SY | SYR | Rīf Dimashq | minor | 52502 | 1760474665
An Najaf, An Najaf, Iraq | An Najaf | An Najaf | 32.029 | 44.3396 | Iraq | IQ | IRQ | An Najaf | admin | 724700 | 1368003357
An Nāşirīyah, Dhī Qār, Iraq | An Nāşirīyah | An Nasiriyah | 31.0539 | 46.2503 | Iraq | IQ | IRQ | Dhī Qār | admin | 541600 | 1368273311
An Nuhūd, Western Kordofan, Sudan | An Nuhūd | An Nuhud | 12.6904 | 28.42 | Sudan | SD | SDN | Western Kordofan |  | 108008 | 1729223651
Anaco, Anzoátegui, Venezuela | Anaco | Anaco | 9.4333 | -64.4667 | Venezuela | VE | VEN | Anzoátegui | minor | 162704 | 1862074247
Anaconda, Montana, United States | Anaconda | Anaconda | 46.0607 | -113.0679 | United States | US | USA | Montana |  | 6065 | 1840074775
Anacortes, Washington, United States | Anacortes | Anacortes | 48.4878 | -122.6292 | United States | US | USA | Washington |  | 18563 | 1840018366
Anadarko, Oklahoma, United States | Anadarko | Anadarko | 35.0652 | -98.2441 | United States | US | USA | Oklahoma |  | 5703 | 1840019159
Anadia, Aveiro, Portugal | Anadia | Anadia | 40.4333 | -8.4333 | Portugal | PT | PRT | Aveiro | minor | 29150 | 1620362655
Anadyr, Chukotskiy Avtonomnyy Okrug, Russia | Anadyr | Anadyr | 64.7333 | 177.5167 | Russia | RU | RUS | Chukotskiy Avtonomnyy Okrug | admin | 15604 | 1643453469
Anaheim, California, United States | Anaheim | Anaheim | 33.839 | -117.8572 | United States | US | USA | California |  | 350365 | 1840019322
Anáhuac, Chihuahua, Mexico | Anáhuac | Anahuac | 28.48 | -106.7442 | Mexico | MX | MEX | Chihuahua |  | 9952 | 1484106283
Anakāpalle, Andhra Pradesh, India | Anakāpalle | Anakapalle | 17.68 | 83.02 | India | IN | IND | Andhra Pradesh |  | 86519 | 1356285975
Anamosa, Iowa, United States | Anamosa | Anamosa | 42.1091 | -91.2758 | United States | US | USA | Iowa |  | 5500 | 1840006993
Anantapur, Andhra Pradesh, India | Anantapur | Anantapur | 14.6833 | 77.6 | India | IN | IND | Andhra Pradesh |  | 267161 | 1356296545
Anapa, Krasnodarskiy Kray, Russia | Anapa | Anapa | 44.8944 | 37.3167 | Russia | RU | RUS | Krasnodarskiy Kray | minor | 81447 | 1643287068
Anápolis, Goiás, Brazil | Anápolis | Anapolis | -16.3269 | -48.9528 | Brazil | BR | BRA | Goiás |  | 366491 | 1076208869
Añasco, Puerto Rico, Puerto Rico | Añasco | Anasco | 18.286 | -67.1411 | Puerto Rico | PR | PRI | Puerto Rico |  | 5526 | 1630023590
Anatolí, Ípeiros, Greece | Anatolí | Anatoli | 39.6386 | 20.8661 | Greece | GR | GRC | Ípeiros |  | 9798 | 1300401701
Añatuya, Santiago del Estero, Argentina | Añatuya | Anatuya | -28.4667 | -62.8333 | Argentina | AR | ARG | Santiago del Estero | minor | 14133 | 1032511298
Anávyssos, Attikí, Greece | Anávyssos | Anavyssos | 37.7333 | 23.95 | Greece | GR | GRC | Attikí |  | 6202 | 1300646410
Anchorage, Alaska, United States | Anchorage | Anchorage | 61.1508 | -149.1091 | United States | US | USA | Alaska |  | 247949 | 1840023385
Ancient Oaks, Pennsylvania, United States | Ancient Oaks | Ancient Oaks | 40.536 | -75.5852 | United States | US | USA | Pennsylvania |  | 7554 | 1840034845
Ancona, Marche, Italy | Ancona | Ancona | 43.6167 | 13.5167 | Italy | IT | ITA | Marche | admin | 100721 | 1380597324
Ancud, Los Lagos, Chile | Ancud | Ancud | -41.8682 | -73.8287 | Chile | CL | CHL | Los Lagos |  | 28162 | 1152760614
Anda, Heilongjiang, China | Anda | Anda | 46.4078 | 125.3252 | China | CN | CHN | Heilongjiang | minor | 520000 | 1156142150
Andahuaylas, Apurímac, Peru | Andahuaylas | Andahuaylas | -13.6575 | -73.3833 | Peru | PE | PER | Apurímac |  | 80000 | 1604615351
Andalusia, Alabama, United States | Andalusia | Andalusia | 31.3101 | -86.4781 | United States | US | USA | Alabama |  | 6407 | 1840004591
Andamooka, South Australia, Australia | Andamooka | Andamooka | -30.447 | 137.166 | Australia | AU | AUS | South Australia |  | 316 | 1036260794
Andenne, Wallonia, Belgium | Andenne | Andenne | 50.4833 | 5.1 | Belgium | BE | BEL | Wallonia |  | 27017 | 1056666375
Andergrove, Queensland, Australia | Andergrove | Andergrove | -21.0931 | 149.186 | Australia | AU | AUS | Queensland |  | 9419 | 1036907443
Anderlecht, Brussels-Capital Region, Belgium | Anderlecht | Anderlecht | 50.8392 | 4.3297 | Belgium | BE | BEL | Brussels-Capital Region |  | 120887 | 1056297471
Andernach, Rhineland-Palatinate, Germany | Andernach | Andernach | 50.4397 | 7.4017 | Germany | DE | DEU | Rhineland-Palatinate |  | 29966 | 1276142194
Anderson, Indiana, United States | Anderson | Anderson | 40.0891 | -85.6893 | United States | US | USA | Indiana |  | 85992 | 1840007242
Anderson, South Carolina, United States | Anderson | Anderson | 34.5211 | -82.6479 | United States | US | USA | South Carolina |  | 78512 | 1840013579
Anderson, California, United States | Anderson | Anderson | 40.4497 | -122.295 | United States | US | USA | California |  | 10630 | 1840018733
Andijon, Andijon, Uzbekistan | Andijon | Andijon | 40.7 | 72.35 | Uzbekistan | UZ | UZB | Andijon | admin | 441700 | 1860445095
Andīmeshk, Khūzestān, Iran | Andīmeshk | Andimeshk | 32.45 | 48.35 | Iran | IR | IRN | Khūzestān | minor | 135116 | 1364453657
Andkhōy, Fāryāb, Afghanistan | Andkhōy | Andkhoy | 36.95 | 65.1167 | Afghanistan | AF | AFG | Fāryāb | minor | 13137 | 1004472345
Andoany, Antsiranana, Madagascar | Andoany | Andoany | -13.4 | 48.2666 | Madagascar | MG | MDG | Antsiranana |  | 22680 | 1450689047
Andoas, Loreto, Peru | Andoas | Andoas | -2.9021 | -76.4025 | Peru | PE | PER | Loreto |  | 10 | 1604038416
Andong, Gyeongbuk, Korea, South | Andong | Andong | 36.5656 | 128.725 | Korea, South | KR | KOR | Gyeongbuk | admin | 162180 | 1410095935
Andorra la Vella, Andorra la Vella, Andorra | Andorra la Vella | Andorra la Vella | 42.5 | 1.5 | Andorra | AD | AND | Andorra la Vella | primary | 22151 | 1020828846
Andover, Hampshire, United Kingdom | Andover | Andover | 51.208 | -1.48 | United Kingdom | GB | GBR | Hampshire |  | 38290 | 1826277987
Andover, Massachusetts, United States | Andover | Andover | 42.6466 | -71.1651 | United States | US | USA | Massachusetts |  | 35609 | 1840053666
Andover, Minnesota, United States | Andover | Andover | 45.2571 | -93.3265 | United States | US | USA | Minnesota |  | 33140 | 1840006716
Andover, Kansas, United States | Andover | Andover | 37.6869 | -97.1354 | United States | US | USA | Kansas |  | 13405 | 1840007546
Andover, New Jersey, United States | Andover | Andover | 41.0244 | -74.7283 | United States | US | USA | New Jersey |  | 5996 | 1840003479
Andradina, São Paulo, Brazil | Andradina | Andradina | -20.8654 | -51.3157 | Brazil | BR | BRA | São Paulo |  | 57250 | 1076417183
Andreapol, Tverskaya Oblast’, Russia | Andreapol | Andreapol | 56.65 | 32.2667 | Russia | RU | RUS | Tverskaya Oblast’ |  | 7079 | 1643244449
Andrews, Texas, United States | Andrews | Andrews | 32.3208 | -102.552 | United States | US | USA | Texas |  | 15708 | 1840019474
Andria, Puglia, Italy | Andria | Andria | 41.2317 | 16.3083 | Italy | IT | ITA | Puglia | minor | 100365 | 1380463498
Andrijevica, Andrijevica, Montenegro | Andrijevica | Andrijevica | 42.7339 | 19.7919 | Montenegro | ME | MNE | Andrijevica | admin |  | 1499379378
Androka, Toliara, Madagascar | Androka | Androka | -25.0219 | 44.0749 | Madagascar | MG | MDG | Toliara |  | 174 | 1450495720
Andrushivka, Zhytomyrs’ka Oblast’, Ukraine | Andrushivka | Andrushivka | 50.0167 | 29.0167 | Ukraine | UA | UKR | Zhytomyrs’ka Oblast’ | minor | 8606 | 1804544646
Anenecuilco, Morelos, Mexico | Anenecuilco | Anenecuilco | 18.7781 | -98.9861 | Mexico | MX | MEX | Morelos |  | 10773 | 1484003918
Anenii Noi, Anenii Noi, Moldova | Anenii Noi | Anenii Noi | 46.8817 | 29.2308 | Moldova | MD | MDA | Anenii Noi | admin | 10872 | 1498650298
Änew, Ahal, Turkmenistan | Änew | Anew | 37.8875 | 58.516 | Turkmenistan | TM | TKM | Ahal | admin |  | 1795817680
Ang Thong, Ang Thong, Thailand | Ang Thong | Ang Thong | 14.5925 | 100.4572 | Thailand | TH | THA | Ang Thong | admin | 13277 | 1764529940
Angamāli, Kerala, India | Angamāli | Angamali | 10.196 | 76.386 | India | IN | IND | Kerala |  | 33424 | 1356561428
Angarsk, Irkutskaya Oblast’, Russia | Angarsk | Angarsk | 52.5667 | 103.9167 | Russia | RU | RUS | Irkutskaya Oblast’ |  | 226374 | 1643989118
Angatuba, São Paulo, Brazil | Angatuba | Angatuba | -23.4745 | -48.4256 | Brazil | BR | BRA | São Paulo |  | 24161 | 1076790515
Ángel R. Cabada, Veracruz, Mexico | Ángel R. Cabada | Angel R. Cabada | 18.5969 | -95.4453 | Mexico | MX | MEX | Veracruz | minor | 11689 | 1484667573
Angeles City, Angeles, Philippines | Angeles City | Angeles City | 15.1472 | 120.5847 | Philippines | PH | PHL | Angeles | admin | 411634 | 1608036027
Angermünde, Brandenburg, Germany | Angermünde | Angermunde | 53.0333 | 14 | Germany | DE | DEU | Brandenburg |  | 13744 | 1276588063
Angers, Pays de la Loire, France | Angers | Angers | 47.4736 | -0.5542 | France | FR | FRA | Pays de la Loire | minor | 152960 | 1250962174
Angier, North Carolina, United States | Angier | Angier | 35.512 | -78.7405 | United States | US | USA | North Carolina |  | 5415 | 1840015423
Anglet, Nouvelle-Aquitaine, France | Anglet | Anglet | 43.485 | -1.5183 | France | FR | FRA | Nouvelle-Aquitaine |  | 38929 | 1250237596
Angleton, Texas, United States | Angleton | Angleton | 29.1718 | -95.4291 | United States | US | USA | Texas |  | 19431 | 1840019672
Angmering, West Sussex, United Kingdom | Angmering | Angmering | 50.8288 | -0.4846 | United Kingdom | GB | GBR | West Sussex |  | 7614 | 1826030758
Angol, Araucanía, Chile | Angol | Angol | -37.7988 | -72.7086 | Chile | CL | CHL | Araucanía | minor | 53262 | 1152404762
Angola, Indiana, United States | Angola | Angola | 41.6433 | -85.0051 | United States | US | USA | Indiana |  | 11352 | 1840007084
Angostura, Sinaloa, Mexico | Angostura | Angostura | 25.3653 | -108.1622 | Mexico | MX | MEX | Sinaloa | minor | 5086 | 1484677856
Angoulême, Nouvelle-Aquitaine, France | Angoulême | Angouleme | 45.65 | 0.16 | France | FR | FRA | Nouvelle-Aquitaine | minor | 41740 | 1250150112
Angra do Heroísmo, Azores, Portugal | Angra do Heroísmo | Angra do Heroismo | 38.6558 | -27.2153 | Portugal | PT | PRT | Azores |  | 35402 | 1620152939
Angren, Toshkent, Uzbekistan | Angren | Angren | 41.0167 | 70.1333 | Uzbekistan | UZ | UZB | Toshkent |  | 126962 | 1860045958
Anguo, Hebei, China | Anguo | Anguo | 38.4177 | 115.3204 | China | CN | CHN | Hebei |  | 370317 | 1156172518
Anhembi, São Paulo, Brazil | Anhembi | Anhembi | -22.7897 | -48.1278 | Brazil | BR | BRA | São Paulo |  | 6307 | 1076000175
Anina, Caraş-Severin, Romania | Anina | Anina | 45.0917 | 21.8533 | Romania | RO | ROU | Caraş-Severin |  | 7485 | 1642309709
Añisoc, Wele-Nzas, Equatorial Guinea | Añisoc | Anisoc | 1.8656 | 10.7689 | Equatorial Guinea | GQ | GNQ | Wele-Nzas |  | 16626 | 1226309663
Aniva, Sakhalinskaya Oblast’, Russia | Aniva | Aniva | 46.7167 | 142.5167 | Russia | RU | RUS | Sakhalinskaya Oblast’ |  | 9445 | 1643419980
Anjōmachi, Aichi, Japan | Anjōmachi | Anjomachi | 34.9667 | 137.0833 | Japan | JP | JPN | Aichi |  | 188181 | 1392081830
Anju, P’yŏngnam, Korea, North | Anju | Anju | 39.6167 | 125.6667 | Korea, North | KP | PRK | P’yŏngnam |  | 240117 | 1408625970
Ankang, Shaanxi, China | Ankang | Ankang | 32.6877 | 109.0235 | China | CN | CHN | Shaanxi |  | 1100000 | 1156255711
Ankara, Ankara, Turkey | Ankara | Ankara | 39.93 | 32.85 | Turkey | TR | TUR | Ankara | primary | 5503985 | 1792572891
Ankaran, Ankaran, Slovenia | Ankaran | Ankaran | 45.5793 | 13.7379 | Slovenia | SI | SVN | Ankaran | admin | 3209 | 1705521676
Ankeny, Iowa, United States | Ankeny | Ankeny | 41.7285 | -93.6033 | United States | US | USA | Iowa |  | 67355 | 1840007066
Anklam, Mecklenburg-Western Pomerania, Germany | Anklam | Anklam | 53.85 | 13.6833 | Germany | DE | DEU | Mecklenburg-Western Pomerania |  | 12385 | 1276192154
Anlu, Hubei, China | Anlu | Anlu | 31.2575 | 113.6783 | China | CN | CHN | Hubei | minor | 720000 | 1156406202
Ann Arbor, Michigan, United States | Ann Arbor | Ann Arbor | 42.2755 | -83.7312 | United States | US | USA | Michigan |  | 322267 | 1840003172
Anna, Texas, United States | Anna | Anna | 33.347 | -96.5503 | United States | US | USA | Texas |  | 19541 | 1840019397
Anna, Illinois, United States | Anna | Anna | 37.4612 | -89.2388 | United States | US | USA | Illinois |  | 5610 | 1840007602
Anna Regina, Pomeroon-Supenaam, Guyana | Anna Regina | Anna Regina | 7.25 | -58.5167 | Guyana | GY | GUY | Pomeroon-Supenaam |  | 12448 | 1328787362
Annaba, Annaba, Algeria | Annaba | Annaba | 36.9 | 7.7667 | Algeria | DZ | DZA | Annaba | admin | 257359 | 1012600001
Annaberg-Buchholz, Saxony, Germany | Annaberg-Buchholz | Annaberg-Buchholz | 50.58 | 13.0022 | Germany | DE | DEU | Saxony | minor | 19769 | 1276866777
Annaburg, Saxony-Anhalt, Germany | Annaburg | Annaburg | 51.7328 | 13.0456 | Germany | DE | DEU | Saxony-Anhalt |  | 6731 | 1276926714
Annaka, Gunma, Japan | Annaka | Annaka | 36.3264 | 138.8872 | Japan | JP | JPN | Gunma |  | 55578 | 1392614505
Annan, Dumfries and Galloway, United Kingdom | Annan | Annan | 54.983 | -3.266 | United Kingdom | GB | GBR | Dumfries and Galloway |  | 8389 | 1826837081
Annandale, Virginia, United States | Annandale | Annandale | 38.8324 | -77.196 | United States | US | USA | Virginia |  | 43729 | 1840006011
Annapolis, Maryland, United States | Annapolis | Annapolis | 38.9706 | -76.5047 | United States | US | USA | Maryland | admin | 39223 | 1840005928
Annapolis Neck, Maryland, United States | Annapolis Neck | Annapolis Neck | 38.9408 | -76.4997 | United States | US | USA | Maryland |  | 11590 | 1840039445
Annecy, Auvergne-Rhône-Alpes, France | Annecy | Annecy | 45.916 | 6.133 | France | FR | FRA | Auvergne-Rhône-Alpes | minor | 126924 | 1250551848
Annemasse, Auvergne-Rhône-Alpes, France | Annemasse | Annemasse | 46.1958 | 6.2364 | France | FR | FRA | Auvergne-Rhône-Alpes |  | 35712 | 1250122238
Annfield Plain, Durham, United Kingdom | Annfield Plain | Annfield Plain | 54.857 | -1.737 | United Kingdom | GB | GBR | Durham |  | 7774 | 1826265966
Anniston, Alabama, United States | Anniston | Anniston | 33.6712 | -85.8136 | United States | US | USA | Alabama |  | 73501 | 1840006563
Annweiler am Trifels, Rhineland-Palatinate, Germany | Annweiler am Trifels | Annweiler am Trifels | 49.2033 | 7.9667 | Germany | DE | DEU | Rhineland-Palatinate |  | 7081 | 1276459494
Ánoixi, Attikí, Greece | Ánoixi | Anoixi | 38.1333 | 23.8667 | Greece | GR | GRC | Attikí |  | 6510 | 1300243964
Anoka, Minnesota, United States | Anoka | Anoka | 45.2099 | -93.3893 | United States | US | USA | Minnesota |  | 17549 | 1840006717
Anouvông, Xaisômboun, Laos | Anouvông | Anouvong | 18.8989 | 103.0919 | Laos | LA | LAO | Xaisômboun | admin |  | 1418294155
Anqing, Anhui, China | Anqing | Anqing | 30.5 | 117.0333 | China | CN | CHN | Anhui | minor | 4723000 | 1156238875
Anqiu, Shandong, China | Anqiu | Anqiu | 36.3619 | 119.1072 | China | CN | CHN | Shandong |  | 947723 | 1156592047
Ansan, Gyeonggi, Korea, South | Ansan | Ansan | 37.3236 | 126.8219 | Korea, South | KR | KOR | Gyeonggi |  | 652800 | 1410585171
Ansbach, Bavaria, Germany | Ansbach | Ansbach | 49.3 | 10.5833 | Germany | DE | DEU | Bavaria | minor | 41847 | 1276572551
Anseong, Gyeonggi, Korea, South | Anseong | Anseong | 37.0078 | 127.2797 | Korea, South | KR | KOR | Gyeonggi |  | 194765 | 1410960903
Ansfelden, Oberösterreich, Austria | Ansfelden | Ansfelden | 48.2083 | 14.2889 | Austria | AT | AUT | Oberösterreich |  | 16194 | 1040496902
Anshan, Liaoning, China | Anshan | Anshan | 41.1066 | 122.9895 | China | CN | CHN | Liaoning |  | 3645884 | 1156901825
Anshun, Guizhou, China | Anshun | Anshun | 26.2456 | 105.934 | China | CN | CHN | Guizhou |  | 2297612 | 1156415948
Ansião, Leiria, Portugal | Ansião | Ansiao | 39.9167 | -8.4333 | Portugal | PT | PRT | Leiria | minor | 13128 | 1620604793
Ansonia, Connecticut, United States | Ansonia | Ansonia | 41.3443 | -73.0689 | United States | US | USA | Connecticut |  | 18654 | 1840004846
Anstey, Leicestershire, United Kingdom | Anstey | Anstey | 52.6715 | -1.1955 | United Kingdom | GB | GBR | Leicestershire |  | 6528 | 1826242065
Antalaha, Antsiranana, Madagascar | Antalaha | Antalaha | -14.8833 | 50.2833 | Madagascar | MG | MDG | Antsiranana |  | 47224 | 1450649394
Antalya, Antalya, Turkey | Antalya | Antalya | 36.9081 | 30.6956 | Turkey | TR | TUR | Antalya | admin | 2426356 | 1792988434
Antananarivo, Antananarivo, Madagascar | Antananarivo | Antananarivo | -18.9386 | 47.5214 | Madagascar | MG | MDG | Antananarivo | primary | 2610000 | 1450978461
Antelope, California, United States | Antelope | Antelope | 38.7153 | -121.361 | United States | US | USA | California |  | 47326 | 1840022490
Antequera, Andalusia, Spain | Antequera | Antequera | 37.0184 | -4.5597 | Spain | ES | ESP | Andalusia |  | 41239 | 1724357550
Anthem, Arizona, United States | Anthem | Anthem | 33.856 | -112.1168 | United States | US | USA | Arizona |  | 22570 | 1840022919
Anthony, New Mexico, United States | Anthony | Anthony | 32.0132 | -106.5984 | United States | US | USA | New Mexico |  | 9239 | 1840018049
Anthony, Texas, United States | Anthony | Anthony | 31.9876 | -106.5933 | United States | US | USA | Texas |  | 5352 | 1840022138
Antibes, Provence-Alpes-Côte d’Azur, France | Antibes | Antibes | 43.5808 | 7.1239 | France | FR | FRA | Provence-Alpes-Côte d’Azur |  | 72999 | 1250213494
Antigo, Wisconsin, United States | Antigo | Antigo | 45.1413 | -89.1556 | United States | US | USA | Wisconsin |  | 7695 | 1840001565
Antigonish, Nova Scotia, Canada | Antigonish | Antigonish | 45.6167 | -61.9833 | Canada | CA | CAN | Nova Scotia |  | 5002 | 1124839247
Antigua Guatemala, Sacatepéquez, Guatemala | Antigua Guatemala | Antigua Guatemala | 14.5567 | -90.7337 | Guatemala | GT | GTM | Sacatepéquez | admin | 45669 | 1320020808
Antioch, California, United States | Antioch | Antioch | 37.9789 | -121.7958 | United States | US | USA | California |  | 302419 | 1840018903
Antioch, Illinois, United States | Antioch | Antioch | 42.4742 | -88.0721 | United States | US | USA | Illinois |  | 14175 | 1840010115
Antipolo, Rizal, Philippines | Antipolo | Antipolo | 14.5842 | 121.1763 | Philippines | PH | PHL | Rizal | admin | 776386 | 1608824345
Antis, Pennsylvania, United States | Antis | Antis | 40.6221 | -78.3563 | United States | US | USA | Pennsylvania |  | 6291 | 1840152337
Antofagasta, Antofagasta, Chile | Antofagasta | Antofagasta | -23.6464 | -70.398 | Chile | CL | CHL | Antofagasta | admin | 380695 | 1152734289
Antoing, Wallonia, Belgium | Antoing | Antoing | 50.5669 | 3.4494 | Belgium | BE | BEL | Wallonia |  | 7760 | 1056797229
António Enes, Nampula, Mozambique | António Enes | Antonio Enes | -16.2308 | 39.9105 | Mozambique | MZ | MOZ | Nampula |  | 57835 | 1508591443
Antony, Île-de-France, France | Antony | Antony | 48.7539 | 2.2975 | France | FR | FRA | Île-de-France | minor | 62570 | 1250570123
Antratsyt, Luhans’ka Oblast’, Ukraine | Antratsyt | Antratsyt | 48.1167 | 39.0833 | Ukraine | UA | UKR | Luhans’ka Oblast’ | minor | 54640 | 1804312048
Antrim, Antrim and Newtownabbey, United Kingdom | Antrim | Antrim | 54.7173 | -6.2055 | United Kingdom | GB | GBR | Antrim and Newtownabbey |  | 19986 | 1826477610
Antrim, Pennsylvania, United States | Antrim | Antrim | 39.7863 | -77.722 | United States | US | USA | Pennsylvania |  | 15528 | 1840148478
Antsirabe, Antananarivo, Madagascar | Antsirabe | Antsirabe | -19.8667 | 47.0333 | Madagascar | MG | MDG | Antananarivo | minor | 257163 | 1450791699
Antsiran̈ana, Antsiranana, Madagascar | Antsiran̈ana | Antsiranana | -12.2765 | 49.3115 | Madagascar | MG | MDG | Antsiranana | admin | 82937 | 1450106928
Antsohihy, Mahajanga, Madagascar | Antsohihy | Antsohihy | -14.8661 | 47.9834 | Madagascar | MG | MDG | Mahajanga | minor | 21290 | 1450240411
Antwerp, Flanders, Belgium | Antwerp | Antwerp | 51.2211 | 4.3997 | Belgium | BE | BEL | Flanders | minor | 529247 | 1056168623
Anuradhapura, North Central, Sri Lanka | Anuradhapura | Anuradhapura | 8.335 | 80.4108 | Sri Lanka | LK | LKA | North Central | admin | 118302 | 1144764835
Anyang, Gyeonggi, Korea, South | Anyang | Anyang | 37.3925 | 126.9269 | Korea, South | KR | KOR | Gyeonggi |  | 573296 | 1410581095
Anykščiai, Anykščiai, Lithuania | Anykščiai | Anyksciai | 55.5344 | 25.1072 | Lithuania | LT | LTU | Anykščiai | admin | 9190 | 1440174702
Anzhero-Sudzhensk, Kemerovskaya Oblast’, Russia | Anzhero-Sudzhensk | Anzhero-Sudzhensk | 56.0833 | 86.0333 | Russia | RU | RUS | Kemerovskaya Oblast’ |  | 70476 | 1643779858
Aomori, Aomori, Japan | Aomori | Aomori | 40.8222 | 140.7475 | Japan | JP | JPN | Aomori | admin | 276567 | 1392083898
Aosta, Valle d’Aosta, Italy | Aosta | Aosta | 45.737 | 7.315 | Italy | IT | ITA | Valle d’Aosta | admin | 34062 | 1380291310
Ấp Đa Lợi, Lâm Đồng, Vietnam | Ấp Đa Lợi | Ap Da Loi | 11.9304 | 108.42 | Vietnam | VN | VNM | Lâm Đồng |  | 256019 | 1704613422
Apac, Apac, Uganda | Apac | Apac | 1.9845 | 32.534 | Uganda | UG | UGA | Apac | admin |  | 1800174030
Apače, Apače, Slovenia | Apače | Apace | 46.6972 | 15.9106 | Slovenia | SI | SVN | Apače | admin |  | 1705285338
Apache Junction, Arizona, United States | Apache Junction | Apache Junction | 33.3985 | -111.5351 | United States | US | USA | Arizona |  | 42571 | 1840019365
Apan, Hidalgo, Mexico | Apan | Apan | 19.7 | -98.4333 | Mexico | MX | MEX | Hidalgo | minor | 39247 | 1484086106
Apapa, Lagos, Nigeria | Apapa | Apapa | 6.4489 | 3.3589 | Nigeria | NG | NGA | Lagos | minor | 217362 | 1566625487
Apaseo el Alto, Guanajuato, Mexico | Apaseo el Alto | Apaseo el Alto | 20.45 | -100.6167 | Mexico | MX | MEX | Guanajuato | minor | 64443 | 1484638153
Apatin, Apatin, Serbia | Apatin | Apatin | 45.6667 | 18.9833 | Serbia | RS | SRB | Apatin | admin |  | 1688081748
Apatity, Murmanskaya Oblast’, Russia | Apatity | Apatity | 67.5675 | 33.3933 | Russia | RU | RUS | Murmanskaya Oblast’ |  | 55713 | 1643183303
Apatzingan de la Constitucion, Michoacán de Ocampo, Mexico | Apatzingan de la Constitucion | Apatzingan de la Constitucion | 19.0886 | -102.3508 | Mexico | MX | MEX | Michoacán de Ocampo |  | 128250 | 1484693242
Apaxco de Ocampo, Hidalgo, Mexico | Apaxco de Ocampo | Apaxco de Ocampo | 19.9733 | -99.17 | Mexico | MX | MEX | Hidalgo | minor | 13836 | 1484505240
Ape, Apes Novads, Latvia | Ape | Ape | 57.5392 | 26.6928 | Latvia | LV | LVA | Apes Novads | admin | 876 | 1428396055
Apex, North Carolina, United States | Apex | Apex | 35.7239 | -78.8728 | United States | US | USA | North Carolina |  | 59300 | 1840015355
Apia, Tuamasaga, Samoa | Apia | Apia | -13.8333 | -171.8333 | Samoa | WS | WSM | Tuamasaga | primary | 37708 | 1882489296
Apiaí, São Paulo, Brazil | Apiaí | Apiai | -24.5097 | -48.8428 | Brazil | BR | BRA | São Paulo |  | 25211 | 1076258648
Apizaco, Tlaxcala, Mexico | Apizaco | Apizaco | 19.4167 | -98.1333 | Mexico | MX | MEX | Tlaxcala | minor | 81565 | 1484021647
Apodi, Rio Grande do Norte, Brazil | Apodi | Apodi | -5.65 | -37.8 | Brazil | BR | BRA | Rio Grande do Norte |  | 16757 | 1076092856
Apolda, Thuringia, Germany | Apolda | Apolda | 51.0247 | 11.5139 | Germany | DE | DEU | Thuringia | minor | 22012 | 1276857102
Apollo Beach, Florida, United States | Apollo Beach | Apollo Beach | 27.7618 | -82.4002 | United States | US | USA | Florida |  | 19457 | 1840014149
Apolo, La Paz, Bolivia | Apolo | Apolo | -14.7196 | -68.42 | Bolivia | BO | BOL | La Paz |  | 4189 | 1068238601
Apopka, Florida, United States | Apopka | Apopka | 28.7014 | -81.5304 | United States | US | USA | Florida |  | 53447 | 1840014093
Apostolove, Dnipropetrovs’ka Oblast’, Ukraine | Apostolove | Apostolove | 47.6595 | 33.717 | Ukraine | UA | UKR | Dnipropetrovs’ka Oblast’ | minor | 13792 | 1804423281
Appenzell, Appenzell Innerrhoden, Switzerland | Appenzell | Appenzell | 47.3333 | 9.4167 | Switzerland | CH | CHE | Appenzell Innerrhoden | admin | 5649 | 1756770881
Apple Valley, California, United States | Apple Valley | Apple Valley | 34.5328 | -117.2104 | United States | US | USA | California |  | 73453 | 1840021733
Apple Valley, Minnesota, United States | Apple Valley | Apple Valley | 44.7457 | -93.2006 | United States | US | USA | Minnesota |  | 55135 | 1840006768
Apple Valley, Ohio, United States | Apple Valley | Apple Valley | 40.4389 | -82.3481 | United States | US | USA | Ohio |  | 5408 | 1840026491
Appleton, Wisconsin, United States | Appleton | Appleton | 44.2779 | -88.3891 | United States | US | USA | Wisconsin |  | 220570 | 1840002400
Appleton, Warrington, United Kingdom | Appleton | Appleton | 53.3508 | -2.5441 | United Kingdom | GB | GBR | Warrington |  | 10265 | 1826486906
Applewood, Colorado, United States | Applewood | Applewood | 39.7524 | -105.1605 | United States | US | USA | Colorado |  | 8308 | 1840028573
Appley Bridge, Lancashire, United Kingdom | Appley Bridge | Appley Bridge | 53.579 | -2.721 | United Kingdom | GB | GBR | Lancashire |  | 18500 | 1826409679
Apsheronsk, Krasnodarskiy Kray, Russia | Apsheronsk | Apsheronsk | 44.4608 | 39.7406 | Russia | RU | RUS | Krasnodarskiy Kray | minor | 39762 | 1643014988
Aptos, California, United States | Aptos | Aptos | 36.9912 | -121.8934 | United States | US | USA | California |  | 5797 | 1840017648
Apucarana, Paraná, Brazil | Apucarana | Apucarana | -23.55 | -51.47 | Brazil | BR | BRA | Paraná |  | 107085 | 1076256387
Aqadyr, Qaraghandy, Kazakhstan | Aqadyr | Aqadyr | 48.2749 | 72.8599 | Kazakhstan | KZ | KAZ | Qaraghandy |  | 9710 | 1398472084
Aqsū, Pavlodar, Kazakhstan | Aqsū | Aqsu | 52.0333 | 76.9167 | Kazakhstan | KZ | KAZ | Pavlodar |  | 69354 | 1398272761
Aqsū, Aqmola, Kazakhstan | Aqsū | Aqsu | 52.4502 | 71.9597 | Kazakhstan | KZ | KAZ | Aqmola |  | 8543 | 1398268556
Aqtaū, Mangghystaū, Kazakhstan | Aqtaū | Aqtau | 43.65 | 51.15 | Kazakhstan | KZ | KAZ | Mangghystaū | admin | 183350 | 1398046759
Aqtöbe, Aqtöbe, Kazakhstan | Aqtöbe | Aqtobe | 50.3 | 57.1667 | Kazakhstan | KZ | KAZ | Aqtöbe | admin | 387807 | 1398602716
Aquia Harbour, Virginia, United States | Aquia Harbour | Aquia Harbour | 38.4597 | -77.3806 | United States | US | USA | Virginia |  | 6805 | 1840006216
Aquidauana, Mato Grosso do Sul, Brazil | Aquidauana | Aquidauana | -20.4711 | -55.7872 | Brazil | BR | BRA | Mato Grosso do Sul |  | 40803 | 1076120417
Ar Raḩmānīyah, Al Buḩayrah, Egypt | Ar Raḩmānīyah | Ar Rahmaniyah | 31.1062 | 30.6337 | Egypt | EG | EGY | Al Buḩayrah |  | 29393 | 1818669069
Ar Ramādī, Al Anbār, Iraq | Ar Ramādī | Ar Ramadi | 33.4167 | 43.3 | Iraq | IQ | IRQ | Al Anbār | admin | 456853 | 1368838855
Ar Raqqah, Ar Raqqah, Syria | Ar Raqqah | Ar Raqqah | 35.95 | 39.0167 | Syria | SY | SYR | Ar Raqqah | admin | 196529 | 1760035911
Ar Rastan, Ḩimş, Syria | Ar Rastan | Ar Rastan | 34.9167 | 36.7333 | Syria | SY | SYR | Ḩimş | minor | 61176 | 1760205423
Ar Rawḑah, Shabwah, Yemen | Ar Rawḑah | Ar Rawdah | 14.48 | 47.27 | Yemen | YE | YEM | Shabwah | minor | 6649 | 1887271386
Ar Rayyān, Ar Rayyān, Qatar | Ar Rayyān | Ar Rayyan | 25.2919 | 51.4244 | Qatar | QA | QAT | Ar Rayyān | admin |  | 1634097551
Ar Rommani, Rabat-Salé-Kénitra, Morocco | Ar Rommani | Ar Rommani | 33.5333 | -6.6 | Morocco | MA | MAR | Rabat-Salé-Kénitra |  | 12297 | 1504782261
Ar Rustāq, Janūb al Bāţinah, Oman | Ar Rustāq | Ar Rustaq | 23.3908 | 57.4244 | Oman | OM | OMN | Janūb al Bāţinah | admin |  | 1512376854
Ar Ruţbah, Al Anbār, Iraq | Ar Ruţbah | Ar Rutbah | 33.0333 | 40.2833 | Iraq | IQ | IRQ | Al Anbār | minor | 22370 | 1368174661
Arab, Alabama, United States | Arab | Arab | 34.3309 | -86.4991 | United States | US | USA | Alabama |  | 8342 | 1840013600
Aracaju, Sergipe, Brazil | Aracaju | Aracaju | -10.9111 | -37.0717 | Brazil | BR | BRA | Sergipe | admin | 685356 | 1076527830
Araçariguama, São Paulo, Brazil | Araçariguama | Aracariguama | -23.4386 | -47.0614 | Brazil | BR | BRA | São Paulo |  | 20114 | 1076653796
Aracati, Ceará, Brazil | Aracati | Aracati | -4.5617 | -37.7697 | Brazil | BR | BRA | Ceará |  | 44293 | 1076708817
Araçatuba, São Paulo, Brazil | Araçatuba | Aracatuba | -21.2089 | -50.4328 | Brazil | BR | BRA | São Paulo |  | 192757 | 1076630308
Aračinovo, Aračinovo, Macedonia | Aračinovo | Aracinovo | 42.0264 | 21.5619 | Macedonia | MK | MKD | Aračinovo | admin |  | 1807619539
Araçoiaba da Serra, São Paulo, Brazil | Araçoiaba da Serra | Aracoiaba da Serra | -23.5053 | -47.6142 | Brazil | BR | BRA | São Paulo |  | 31321 | 1076732508
Araçuaí, Minas Gerais, Brazil | Araçuaí | Aracuai | -16.8596 | -42.0699 | Brazil | BR | BRA | Minas Gerais |  | 22005 | 1076501078
Arad, Arad, Romania | Arad | Arad | 46.1667 | 21.3167 | Romania | RO | ROU | Arad | admin | 159074 | 1642996909
Arafat, Nouakchott Sud, Mauritania | Arafat | Arafat | 18.0583 | -15.9621 | Mauritania | MR | MRT | Nouakchott Sud | admin |  | 1478174698
Araguaína, Tocantins, Brazil | Araguaína | Araguaina | -7.19 | -48.21 | Brazil | BR | BRA | Tocantins |  | 50444 | 1076632868
Araguari, Minas Gerais, Brazil | Araguari | Araguari | -18.6489 | -48.1869 | Brazil | BR | BRA | Minas Gerais |  | 116871 | 1076402865
Arāk, Markazī, Iran | Arāk | Arak | 34.08 | 49.7 | Iran | IR | IRN | Markazī | admin | 484212 | 1364624691
Aral, Qyzylorda, Kazakhstan | Aral | Aral | 46.8 | 61.6667 | Kazakhstan | KZ | KAZ | Qyzylorda |  | 29887 | 1398109811
Aramil, Sverdlovskaya Oblast’, Russia | Aramil | Aramil | 56.7 | 60.8333 | Russia | RU | RUS | Sverdlovskaya Oblast’ |  | 15236 | 1643755465
Aramina, São Paulo, Brazil | Aramina | Aramina | -20.1672 | -47.8265 | Brazil | BR | BRA | São Paulo |  | 5486 | 1076022346
Ārān Bīdgol, Eşfahān, Iran | Ārān Bīdgol | Aran Bidgol | 34.0578 | 51.4842 | Iran | IR | IRN | Eşfahān | minor | 55651 | 1364946839
Aranđelovac, Aranđelovac, Serbia | Aranđelovac | Arandelovac | 44.3042 | 20.5561 | Serbia | RS | SRB | Aranđelovac | admin |  | 1688854200
Arandu, São Paulo, Brazil | Arandu | Arandu | -23.1706 | -49.0586 | Brazil | BR | BRA | São Paulo |  | 6351 | 1076369696
Aranguez, San Juan/Laventille, Trinidad And Tobago | Aranguez | Aranguez | 10.6472 | -61.4461 | Trinidad And Tobago | TT | TTO | San Juan/Laventille | admin |  | 1780000001
Aransas Pass, Texas, United States | Aransas Pass | Aransas Pass | 27.8877 | -97.1134 | United States | US | USA | Texas |  | 8388 | 1840019708
Aranyaprathet, Sa Kaeo, Thailand | Aranyaprathet | Aranyaprathet | 13.6928 | 102.5017 | Thailand | TH | THA | Sa Kaeo | minor | 16211 | 1764167237
Arao, Kumamoto, Japan | Arao | Arao | 32.9867 | 130.4333 | Japan | JP | JPN | Kumamoto |  | 51325 | 1392439718
Araouane, Tombouctou, Mali | Araouane | Araouane | 18.9 | -3.53 | Mali | ML | MLI | Tombouctou |  | 4026 | 1466354924
Arapiraca, Alagoas, Brazil | Arapiraca | Arapiraca | -9.7525 | -36.6611 | Brazil | BR | BRA | Alagoas |  | 187668 | 1076615737
Arapongas, Paraná, Brazil | Arapongas | Arapongas | -23.41 | -51.43 | Brazil | BR | BRA | Paraná |  | 97512 | 1076623771
Araranguá, Santa Catarina, Brazil | Araranguá | Ararangua | -28.9357 | -49.4954 | Brazil | BR | BRA | Santa Catarina |  | 43444 | 1076532332
Araraquara, São Paulo, Brazil | Araraquara | Araraquara | -21.7939 | -48.1758 | Brazil | BR | BRA | São Paulo |  | 226508 | 1076251019
Araras, São Paulo, Brazil | Araras | Araras | -22.3569 | -47.3839 | Brazil | BR | BRA | São Paulo |  | 128895 | 1076656148
Ararat, Victoria, Australia | Ararat | Ararat | -37.2833 | 142.9167 | Australia | AU | AUS | Victoria |  | 8300 | 1036674088
Arauca, Arauca, Colombia | Arauca | Arauca | 7.0903 | -70.7617 | Colombia | CO | COL | Arauca | admin | 96814 | 1170322340
Arauco, Biobío, Chile | Arauco | Arauco | -37.2463 | -73.3175 | Chile | CL | CHL | Biobío |  | 17597 | 1152468620
Araure, Portuguesa, Venezuela | Araure | Araure | 9.5667 | -69.2167 | Venezuela | VE | VEN | Portuguesa | minor | 188800 | 1862226710
Arawa, Bougainville, Papua New Guinea | Arawa | Arawa | -6.228 | 155.566 | Papua New Guinea | PG | PNG | Bougainville |  | 40266 | 1598413091
Araxá, Minas Gerais, Brazil | Araxá | Araxa | -19.5928 | -46.9408 | Brazil | BR | BRA | Minas Gerais |  | 103287 | 1076259402
Ārba Minch’, YeDebub Bihēroch Bihēreseboch na Hizboch, Ethiopia | Ārba Minch’ | Arba Minch' | 6.04 | 37.55 | Ethiopia | ET | ETH | YeDebub Bihēroch Bihēreseboch na Hizboch |  | 69622 | 1231302134
Arbon, Thurgau, Switzerland | Arbon | Arbon | 47.5167 | 9.4333 | Switzerland | CH | CHE | Thurgau |  | 14537 | 1756486653
Arbroath, Angus, United Kingdom | Arbroath | Arbroath | 56.561 | -2.586 | United Kingdom | GB | GBR | Angus |  | 23490 | 1826263581
Arbutus, Maryland, United States | Arbutus | Arbutus | 39.2428 | -76.6922 | United States | US | USA | Maryland |  | 20259 | 1840005676
Arcadia, California, United States | Arcadia | Arcadia | 34.1342 | -118.0373 | United States | US | USA | California |  | 57939 | 1840019223
Arcadia, Florida, United States | Arcadia | Arcadia | 27.2213 | -81.8587 | United States | US | USA | Florida |  | 19038 | 1840014187
Arcadia, New York, United States | Arcadia | Arcadia | 43.0871 | -77.0857 | United States | US | USA | New York |  | 13699 | 1840087174
Arcata, California, United States | Arcata | Arcata | 40.8615 | -124.0757 | United States | US | USA | California |  | 34616 | 1840009422
Archángelos, Notío Aigaío, Greece | Archángelos | Archangelos | 36.2167 | 28.1167 | Greece | GR | GRC | Notío Aigaío |  | 5384 | 1300451264
Archbald, Pennsylvania, United States | Archbald | Archbald | 41.5077 | -75.5453 | United States | US | USA | Pennsylvania |  | 7030 | 1840003374
Archdale, North Carolina, United States | Archdale | Archdale | 35.9033 | -79.9592 | United States | US | USA | North Carolina |  | 11513 | 1840013399
Archer Lodge, North Carolina, United States | Archer Lodge | Archer Lodge | 35.6907 | -78.3749 | United States | US | USA | North Carolina |  | 15972 | 1840025797
Arcos de la Frontera, Andalusia, Spain | Arcos de la Frontera | Arcos de la Frontera | 36.7483 | -5.8063 | Spain | ES | ESP | Andalusia |  | 30700 | 1724851482
Arcoverde, Pernambuco, Brazil | Arcoverde | Arcoverde | -8.42 | -37.07 | Brazil | BR | BRA | Pernambuco |  | 57163 | 1076499713
Arcozelo, Porto, Portugal | Arcozelo | Arcozelo | 41.0555 | -8.6395 | Portugal | PT | PRT | Porto |  | 12393 | 1620153472
Arcueil, Île-de-France, France | Arcueil | Arcueil | 48.8075 | 2.3361 | France | FR | FRA | Île-de-France |  | 21501 | 1250317790
Ardabīl, Ardabīl, Iran | Ardabīl | Ardabil | 38.25 | 48.3 | Iran | IR | IRN | Ardabīl | admin | 482632 | 1364437616
Ardahan, Ardahan, Turkey | Ardahan | Ardahan | 41.1167 | 42.7 | Turkey | TR | TUR | Ardahan | admin | 42226 | 1792379425
Ardanuç, Artvin, Turkey | Ardanuç | Ardanuc | 41.1233 | 42.0647 | Turkey | TR | TUR | Artvin | minor | 12056 | 1792304431
Arden Hills, Minnesota, United States | Arden Hills | Arden Hills | 45.0721 | -93.167 | United States | US | USA | Minnesota |  | 10281 | 1840006752
Arden-Arcade, California, United States | Arden-Arcade | Arden-Arcade | 38.6034 | -121.381 | United States | US | USA | California |  | 100548 | 1840036690
Ardestān, Eşfahān, Iran | Ardestān | Ardestan | 33.3797 | 52.3725 | Iran | IR | IRN | Eşfahān | minor | 14698 | 1364684540
Ardino, Kardzhali, Bulgaria | Ardino | Ardino | 41.5833 | 25.1333 | Bulgaria | BG | BGR | Kardzhali |  | 10336 | 1100759594
Ardmore, Pennsylvania, United States | Ardmore | Ardmore | 40.0033 | -75.2947 | United States | US | USA | Pennsylvania |  | 13083 | 1840005455
Ardmore, Oklahoma, United States | Ardmore | Ardmore | 34.1944 | -97.1253 | United States | US | USA | Oklahoma |  | 21245 | 1840019258
Ardon, North Ossetia, Russia | Ardon | Ardon | 43.1667 | 44.2833 | Russia | RU | RUS | North Ossetia |  | 19412 | 1643992333
Ardrossan, North Ayrshire, United Kingdom | Ardrossan | Ardrossan | 55.6432 | -4.8097 | United Kingdom | GB | GBR | North Ayrshire |  | 10952 | 1826874237
Ardud, Satu Mare, Romania | Ardud | Ardud | 47.6333 | 22.8833 | Romania | RO | ROU | Satu Mare |  | 6231 | 1642782986
Arealva, São Paulo, Brazil | Arealva | Arealva | -22.0286 | -48.9111 | Brazil | BR | BRA | São Paulo |  | 8351 | 1076417809
Arecibo, Puerto Rico, Puerto Rico | Arecibo | Arecibo | 18.4491 | -66.7387 | Puerto Rico | PR | PRI | Puerto Rico |  | 40108 | 1630023566
Areguá, Central, Paraguay | Areguá | Aregua | -25.3125 | -57.3847 | Paraguay | PY | PRY | Central | admin |  | 1600141362
Areiópolis, São Paulo, Brazil | Areiópolis | Areiopolis | -22.6681 | -48.665 | Brazil | BR | BRA | São Paulo |  | 11049 | 1076875790
Arendal, Aust-Agder, Norway | Arendal | Arendal | 58.4617 | 8.7721 | Norway | NO | NOR | Aust-Agder | admin | 30916 | 1578533046
Arequipa, Arequipa, Peru | Arequipa | Arequipa | -16.3988 | -71.5369 | Peru | PE | PER | Arequipa | admin | 1008290 | 1604723954
Arezzo, Tuscany, Italy | Arezzo | Arezzo | 43.4617 | 11.875 | Italy | IT | ITA | Tuscany | minor | 91589 | 1380418355
Arganil, Coimbra, Portugal | Arganil | Arganil | 40.2167 | -8.05 | Portugal | PT | PRT | Coimbra | minor | 12145 | 1620980524
Argenteuil, Île-de-France, France | Argenteuil | Argenteuil | 48.95 | 2.25 | France | FR | FRA | Île-de-France | minor | 110210 | 1250226887
Argoncilhe, Aveiro, Portugal | Argoncilhe | Argoncilhe | 41.0167 | -8.55 | Portugal | PT | PRT | Aveiro |  | 8420 | 1620670627
Árgos Orestikó, Dytikí Makedonía, Greece | Árgos Orestikó | Argos Orestiko | 40.4525 | 21.2581 | Greece | GR | GRC | Dytikí Makedonía | minor | 7473 | 1300749412
Argostóli, Ionía Nísia, Greece | Argostóli | Argostoli | 38.1739 | 20.4883 | Greece | GR | GRC | Ionía Nísia | minor | 9748 | 1300532537
Argun, Chechnya, Russia | Argun | Argun | 43.3 | 45.8667 | Russia | RU | RUS | Chechnya |  | 37373 | 1643005496
Argyle, Nova Scotia, Canada | Argyle | Argyle | 43.8 | -65.85 | Canada | CA | CAN | Nova Scotia |  | 7899 | 1124503052
Arhavi, Artvin, Turkey | Arhavi | Arhavi | 41.3531 | 41.31 | Turkey | TR | TUR | Artvin | minor | 20565 | 1792000779
Ariana, L’Ariana, Tunisia | Ariana | Ariana | 36.8667 | 10.2 | Tunisia | TN | TUN | L’Ariana | admin | 97687 | 1788682546
Arica, Arica y Parinacota, Chile | Arica | Arica | -18.4784 | -70.3211 | Chile | CL | CHL | Arica y Parinacota | admin | 202131 | 1152531089
Aridaía, Kentrikí Makedonía, Greece | Aridaía | Aridaia | 40.975 | 22.0583 | Greece | GR | GRC | Kentrikí Makedonía | minor | 6561 | 1300115599
Arilje, Arilje, Serbia | Arilje | Arilje | 43.7519 | 20.0906 | Serbia | RS | SRB | Arilje | admin |  | 1688798017
Arima, Arima, Trinidad And Tobago | Arima | Arima | 10.6374 | -61.2823 | Trinidad And Tobago | TT | TTO | Arima | admin |  | 1780753308
Aripuanã, Mato Grosso, Brazil | Aripuanã | Aripuana | -9.17 | -60.64 | Brazil | BR | BRA | Mato Grosso |  | 26983 | 1076078271
Ariquemes, Rondônia, Brazil | Ariquemes | Ariquemes | -9.9396 | -63.08 | Brazil | BR | BRA | Rondônia |  | 58096 | 1076442639
Ariranha, São Paulo, Brazil | Ariranha | Ariranha | -21.1878 | -48.7869 | Brazil | BR | BRA | São Paulo |  | 9277 | 1076878901
Aristóbulo del Valle, Misiones, Argentina | Aristóbulo del Valle | Aristobulo del Valle | -27.0952 | -54.897 | Argentina | AR | ARG | Misiones |  | 38000 | 1032611762
Arizona City, Arizona, United States | Arizona City | Arizona City | 32.7506 | -111.6707 | United States | US | USA | Arizona |  | 11761 | 1840018030
Arjona, Bolívar, Colombia | Arjona | Arjona | 10.26 | -75.35 | Colombia | CO | COL | Bolívar | minor | 50405 | 1170602407
Arkadak, Saratovskaya Oblast’, Russia | Arkadak | Arkadak | 51.9333 | 43.5 | Russia | RU | RUS | Saratovskaya Oblast’ |  | 11895 | 1643300892
Arkadelphia, Arkansas, United States | Arkadelphia | Arkadelphia | 34.1255 | -93.0725 | United States | US | USA | Arkansas |  | 10503 | 1840013638
Arkansas City, Kansas, United States | Arkansas City | Arkansas City | 37.0726 | -97.0385 | United States | US | USA | Kansas |  | 12242 | 1840001700
Arkhangelsk, Arkhangel’skaya Oblast’, Russia | Arkhangelsk | Arkhangelsk | 64.55 | 40.5333 | Russia | RU | RUS | Arkhangel’skaya Oblast’ | admin | 351488 | 1643797198
Arles, Provence-Alpes-Côte d’Azur, France | Arles | Arles | 43.6767 | 4.6278 | France | FR | FRA | Provence-Alpes-Côte d’Azur | minor | 52548 | 1250682294
Arlesey, Central Bedfordshire, United Kingdom | Arlesey | Arlesey | 52.007 | -0.2654 | United Kingdom | GB | GBR | Central Bedfordshire |  | 5584 | 1826582609
Arlesheim, Basel-Landschaft, Switzerland | Arlesheim | Arlesheim | 47.4922 | 7.6203 | Switzerland | CH | CHE | Basel-Landschaft |  | 9202 | 1756790806
Arlington, Texas, United States | Arlington | Arlington | 32.6998 | -97.125 | United States | US | USA | Texas |  | 398854 | 1840019422
Arlington, Virginia, United States | Arlington | Arlington | 38.8786 | -77.1011 | United States | US | USA | Virginia |  | 231803 | 1840006112
Arlington, Massachusetts, United States | Arlington | Arlington | 42.4187 | -71.164 | United States | US | USA | Massachusetts |  | 45147 | 1840053631
Arlington, Washington, United States | Arlington | Arlington | 48.1698 | -122.1443 | United States | US | USA | Washington |  | 20523 | 1840018378
Arlington, Tennessee, United States | Arlington | Arlington | 35.2594 | -89.668 | United States | US | USA | Tennessee |  | 11728 | 1840015458
Arlington Heights, Illinois, United States | Arlington Heights | Arlington Heights | 42.0955 | -87.9825 | United States | US | USA | Illinois |  | 74760 | 1840011243
Arlington Heights, Pennsylvania, United States | Arlington Heights | Arlington Heights | 41.0039 | -75.2116 | United States | US | USA | Pennsylvania |  | 5439 | 1840034849
Arlit, Agadez, Niger | Arlit | Arlit | 18.82 | 7.33 | Niger | NE | NER | Agadez | minor | 100000 | 1562695011
Arlon, Wallonia, Belgium | Arlon | Arlon | 49.6836 | 5.8167 | Belgium | BE | BEL | Wallonia | minor | 29733 | 1056746428
Armadale, West Lothian, United Kingdom | Armadale | Armadale | 55.8978 | -3.7047 | United Kingdom | GB | GBR | West Lothian |  | 9063 | 1826278494
Armamar, Viseu, Portugal | Armamar | Armamar | 41.1167 | -7.6833 | Portugal | PT | PRT | Viseu | minor | 6297 | 1620182147
Armant, Qinā, Egypt | Armant | Armant | 25.6167 | 32.5333 | Egypt | EG | EGY | Qinā |  | 76457 | 1818701870
Armavir, Krasnodarskiy Kray, Russia | Armavir | Armavir | 45 | 41.1167 | Russia | RU | RUS | Krasnodarskiy Kray |  | 190709 | 1643809754
Armavir, Armavir, Armenia | Armavir | Armavir | 40.15 | 44.04 | Armenia | AM | ARM | Armavir | admin | 28800 | 1051878002
Armenia, Quindío, Colombia | Armenia | Armenia | 4.5389 | -75.6725 | Colombia | CO | COL | Quindío | admin | 301226 | 1170398459
Armentières, Hauts-de-France, France | Armentières | Armentieres | 50.6881 | 2.8811 | France | FR | FRA | Hauts-de-France |  | 24882 | 1250737647
Armidale, New South Wales, Australia | Armidale | Armidale | -30.5 | 151.65 | Australia | AU | AUS | New South Wales |  | 24504 | 1036975829
Armthorpe, Doncaster, United Kingdom | Armthorpe | Armthorpe | 53.5352 | -1.0522 | United Kingdom | GB | GBR | Doncaster |  | 14457 | 1826961585
Armūr, Telangana, India | Armūr | Armur | 18.79 | 78.29 | India | IN | IND | Telangana |  | 64023 | 1356043277
Armyans’k, Krym, Avtonomna Respublika, Ukraine | Armyans’k | Armyans'k | 46.1072 | 33.6933 | Ukraine | UA | UKR | Krym, Avtonomna Respublika |  | 21956 | 1804358362
Arnhem, Gelderland, Netherlands | Arnhem | Arnhem | 51.988 | 5.923 | Netherlands | NL | NLD | Gelderland | admin | 141674 | 1528862562
Arnold, Nottinghamshire, United Kingdom | Arnold | Arnold | 53.005 | -1.127 | United Kingdom | GB | GBR | Nottinghamshire |  | 37768 | 1826647385
Arnold, Maryland, United States | Arnold | Arnold | 39.0437 | -76.4974 | United States | US | USA | Maryland |  | 23518 | 1840005907
Arnold, Missouri, United States | Arnold | Arnold | 38.4296 | -90.3733 | United States | US | USA | Missouri |  | 21091 | 1840007506
Arnprior, Ontario, Canada | Arnprior | Arnprior | 45.4333 | -76.35 | Canada | CA | CAN | Ontario |  | 8795 | 1124700031
Arnsberg, North Rhine-Westphalia, Germany | Arnsberg | Arnsberg | 51.3967 | 8.0644 | Germany | DE | DEU | North Rhine-Westphalia |  | 73628 | 1276285824
Arnstadt, Thuringia, Germany | Arnstadt | Arnstadt | 50.8342 | 10.9464 | Germany | DE | DEU | Thuringia | minor | 27304 | 1276728389
Arnstedt, Saxony-Anhalt, Germany | Arnstedt | Arnstedt | 51.6833 | 11.4667 | Germany | DE | DEU | Saxony-Anhalt |  | 6616 | 1276201188
Arnstein, Bavaria, Germany | Arnstein | Arnstein | 49.9667 | 9.9833 | Germany | DE | DEU | Bavaria |  | 8125 | 1276400726
Arolsen, Hesse, Germany | Arolsen | Arolsen | 51.3778 | 9.0167 | Germany | DE | DEU | Hesse |  | 15470 | 1276460820
Arqalyq, Qostanay, Kazakhstan | Arqalyq | Arqalyq | 50.2486 | 66.9114 | Kazakhstan | KZ | KAZ | Qostanay |  | 28169 | 1398980293
Arraiolos, Évora, Portugal | Arraiolos | Arraiolos | 38.7229 | -7.9843 | Portugal | PT | PRT | Évora | minor | 7363 | 1620818948
Arran-Elderslie, Ontario, Canada | Arran-Elderslie | Arran-Elderslie | 44.4 | -81.2 | Canada | CA | CAN | Ontario |  | 6803 | 1124001766
Arras, Hauts-de-France, France | Arras | Arras | 50.292 | 2.78 | France | FR | FRA | Hauts-de-France | minor | 41019 | 1250447540
Arrecife, Canary Islands, Spain | Arrecife | Arrecife | 28.9625 | -13.5506 | Spain | ES | ESP | Canary Islands |  | 62988 | 1724630905
Arroyo, Puerto Rico, Puerto Rico | Arroyo | Arroyo | 17.9706 | -66.0609 | Puerto Rico | PR | PRI | Puerto Rico |  | 6134 | 1630035613
Arroyo de la Luz, Extremadura, Spain | Arroyo de la Luz | Arroyo de la Luz | 39.484 | -6.5846 | Spain | ES | ESP | Extremadura |  | 5811 | 1724665069
Arroyo Grande, California, United States | Arroyo Grande | Arroyo Grande | 35.1241 | -120.5845 | United States | US | USA | California |  | 54177 | 1840019125
Arroyo Seco, Querétaro, Mexico | Arroyo Seco | Arroyo Seco | 21.5472 | -99.6883 | Mexico | MX | MEX | Querétaro | minor | 12493 | 1484500576
Arroyos y Esteros, Cordillera, Paraguay | Arroyos y Esteros | Arroyos y Esteros | -25.05 | -57.09 | Paraguay | PY | PRY | Cordillera |  | 3055 | 1600827428
Arruda dos Vinhos, Lisboa, Portugal | Arruda dos Vinhos | Arruda dos Vinhos | 38.9833 | -9.0667 | Portugal | PT | PRT | Lisboa | minor | 13391 | 1620150819
Arsenyev, Primorskiy Kray, Russia | Arsenyev | Arsenyev | 44.1667 | 133.2667 | Russia | RU | RUS | Primorskiy Kray |  | 52471 | 1643534912
Arsk, Tatarstan, Russia | Arsk | Arsk | 56.0906 | 49.8764 | Russia | RU | RUS | Tatarstan |  | 20540 | 1643889493
Arta, Arta, Djibouti | Arta | Arta | 11.5264 | 42.8519 | Djibouti | DJ | DJI | Arta | admin |  | 1262889858
Artashat, Ararat, Armenia | Artashat | Artashat | 39.9539 | 44.5506 | Armenia | AM | ARM | Ararat | admin | 25400 | 1051969157
Artëm, Primorskiy Kray, Russia | Artëm | Artem | 43.35 | 132.1833 | Russia | RU | RUS | Primorskiy Kray |  | 106692 | 1643978240
Artemisa, Artemisa, Cuba | Artemisa | Artemisa | 22.8136 | -82.7633 | Cuba | CU | CUB | Artemisa | admin | 59130 | 1192325408
Artemivsk, Luhans’ka Oblast’, Ukraine | Artemivsk | Artemivsk | 48.4403 | 38.7422 | Ukraine | UA | UKR | Luhans’ka Oblast’ |  | 7506 | 1804988052
Artëmovsk, Krasnoyarskiy Kray, Russia | Artëmovsk | Artemovsk | 54.35 | 93.4333 | Russia | RU | RUS | Krasnoyarskiy Kray |  | 1688 | 1643012116
Artëmovskiy, Sverdlovskaya Oblast’, Russia | Artëmovskiy | Artemovskiy | 57.3667 | 61.8667 | Russia | RU | RUS | Sverdlovskaya Oblast’ |  | 30778 | 1643010530
Artern, Thuringia, Germany | Artern | Artern | 51.3667 | 11.3 | Germany | DE | DEU | Thuringia |  | 6799 | 1276225112
Artesia, California, United States | Artesia | Artesia | 33.8676 | -118.0806 | United States | US | USA | California |  | 16601 | 1840019224
Artesia, New Mexico, United States | Artesia | Artesia | 32.8492 | -104.4274 | United States | US | USA | New Mexico |  | 13956 | 1840019443
Arth, Schwyz, Switzerland | Arth | Arth | 47.0644 | 8.5242 | Switzerland | CH | CHE | Schwyz |  | 11983 | 1756840226
Artigas, Artigas, Uruguay | Artigas | Artigas | -30.4667 | -56.4667 | Uruguay | UY | URY | Artigas | admin | 40658 | 1858646839
Artondale, Washington, United States | Artondale | Artondale | 47.3024 | -122.6391 | United States | US | USA | Washington |  | 13172 | 1840037617
Artux, Xinjiang, China | Artux | Artux | 39.7114 | 76.1753 | China | CN | CHN | Xinjiang |  | 240368 | 1156047949
Artvin, Artvin, Turkey | Artvin | Artvin | 41.1822 | 41.8194 | Turkey | TR | TUR | Artvin | admin | 35081 | 1792320984
Arua, Arua, Uganda | Arua | Arua | 3.03 | 30.91 | Uganda | UG | UGA | Arua | admin | 250000 | 1800812511
Arujá, São Paulo, Brazil | Arujá | Aruja | -23.3967 | -46.3211 | Brazil | BR | BRA | São Paulo |  | 83939 | 1076436872
Arusha, Arusha, Tanzania | Arusha | Arusha | -3.3667 | 36.6833 | Tanzania | TZ | TZA | Arusha | admin | 416442 | 1834484937
Arvada, Colorado, United States | Arvada | Arvada | 39.8321 | -105.1511 | United States | US | USA | Colorado |  | 121272 | 1840018788
Arvayheer, Övörhangay, Mongolia | Arvayheer | Arvayheer | 46.2639 | 102.775 | Mongolia | MN | MNG | Övörhangay | admin | 20000 | 1496580180
Arvin, California, United States | Arvin | Arvin | 35.1944 | -118.8306 | United States | US | USA | California |  | 22155 | 1840019147
Arys, Ongtüstik Qazaqstan, Kazakhstan | Arys | Arys | 42.4333 | 68.8 | Kazakhstan | KZ | KAZ | Ongtüstik Qazaqstan |  | 40707 | 1398483570
Arzamas, Nizhegorodskaya Oblast’, Russia | Arzamas | Arzamas | 55.3833 | 43.8 | Russia | RU | RUS | Nizhegorodskaya Oblast’ |  | 104547 | 1643088735
Arzberg, Bavaria, Germany | Arzberg | Arzberg | 50.0667 | 12.1833 | Germany | DE | DEU | Bavaria |  | 5152 | 1276883944
Aš, Karlovarský Kraj, Czechia | Aš | As | 50.224 | 12.1951 | Czechia | CZ | CZE | Karlovarský Kraj |  | 13182 | 1203503000
As Salamīyah, Ḩamāh, Syria | As Salamīyah | As Salamiyah | 35.0111 | 37.0531 | Syria | SY | SYR | Ḩamāh | minor | 110683 | 1760391067
As Sallūm, Maţrūḩ, Egypt | As Sallūm | As Sallum | 31.5525 | 25.1575 | Egypt | EG | EGY | Maţrūḩ |  | 8445 | 1818639105
As Salţ, Al Balqā’, Jordan | As Salţ | As Salt | 32.0333 | 35.7333 | Jordan | JO | JOR | Al Balqā’ | admin | 88900 | 1400470384
As Samāwah, Al Muthanná, Iraq | As Samāwah | As Samawah | 31.3167 | 45.2833 | Iraq | IQ | IRQ | Al Muthanná | admin | 215000 | 1368246912
Aş Şanamayn, Dar‘ā, Syria | Aş Şanamayn | As Sanamayn | 33.0711 | 36.1842 | Syria | SY | SYR | Dar‘ā | minor | 26268 | 1760865788
As Sīb, Masqaţ, Oman | As Sīb | As Sib | 23.6802 | 58.1825 | Oman | OM | OMN | Masqaţ |  | 237816 | 1512461161
As Sidrah, Surt, Libya | As Sidrah | As Sidrah | 30.6294 | 18.3503 | Libya | LY | LBY | Surt |  | 50 | 1434673703
As Sulaymānīyah, As Sulaymānīyah, Iraq | As Sulaymānīyah | As Sulaymaniyah | 35.55 | 45.4333 | Iraq | IQ | IRQ | As Sulaymānīyah | admin | 656100 | 1368735317
As Sulayyil, Ar Riyāḑ, Saudi Arabia | As Sulayyil | As Sulayyil | 20.4623 | 45.5722 | Saudi Arabia | SA | SAU | Ar Riyāḑ |  | 24097 | 1682960661
As Suqaylibīyah, Ḩamāh, Syria | As Suqaylibīyah | As Suqaylibiyah | 35.3697 | 36.38 | Syria | SY | SYR | Ḩamāh | minor | 17313 | 1760164203
As Suwaydā’, As Suwaydā’, Syria | As Suwaydā’ | As Suwayda' | 32.7 | 36.5667 | Syria | SY | SYR | As Suwaydā’ | admin | 64730 | 1760680757
Aş Şuwayḩirah as Sāḩil, Shamāl al Bāţinah, Oman | Aş Şuwayḩirah as Sāḩil | As Suwayhirah as Sahil | 24.362 | 56.7344 | Oman | OM | OMN | Shamāl al Bāţinah |  | 151349 | 1512145575
Asaba, Delta, Nigeria | Asaba | Asaba | 6.1833 | 6.75 | Nigeria | NG | NGA | Delta | admin |  | 1566322425
Asadābād, Kunaṟ, Afghanistan | Asadābād | Asadabad | 34.8742 | 71.1528 | Afghanistan | AF | AFG | Kunaṟ | admin | 48400 | 1004251962
Asahi, Chiba, Japan | Asahi | Asahi | 35.7203 | 140.6467 | Japan | JP | JPN | Chiba |  | 64302 | 1392803608
Asahikawa, Hokkaidō, Japan | Asahikawa | Asahikawa | 43.7706 | 142.365 | Japan | JP | JPN | Hokkaidō |  | 334692 | 1392380358
Asakawa, Fukushima, Japan | Asakawa | Asakawa | 37.0808 | 140.4128 | Japan | JP | JPN | Fukushima |  | 6146 | 1392650159
Asan, Chungnam, Korea, South | Asan | Asan | 36.35 | 126.9167 | Korea, South | KR | KOR | Chungnam |  | 319929 | 1410904940
Āsansol, West Bengal, India | Āsansol | Asansol | 23.6833 | 86.9667 | India | IN | IND | West Bengal |  | 563917 | 1356093694
Asau, Vaisigano, Samoa | Asau | Asau | -13.5196 | -172.6378 | Samoa | WS | WSM | Vaisigano | admin |  | 1882504626
Asbest, Sverdlovskaya Oblast’, Russia | Asbest | Asbest | 57 | 61.4667 | Russia | RU | RUS | Sverdlovskaya Oblast’ |  | 64091 | 1643561210
Asbestos, Quebec, Canada | Asbestos | Asbestos | 45.7667 | -71.9333 | Canada | CA | CAN | Quebec |  | 7096 | 1124583779
Asbury, Iowa, United States | Asbury | Asbury | 42.5119 | -90.7795 | United States | US | USA | Iowa |  | 5747 | 1840006928
Asbury Lake, Florida, United States | Asbury Lake | Asbury Lake | 30.0472 | -81.7855 | United States | US | USA | Florida |  | 9510 | 1840029019
Asbury Park, New Jersey, United States | Asbury Park | Asbury Park | 40.2226 | -74.0119 | United States | US | USA | New Jersey |  | 15408 | 1840003684
Ascensión, Chihuahua, Mexico | Ascensión | Ascension | 31.0928 | -107.9964 | Mexico | MX | MEX | Chihuahua | minor | 13456 | 1484659928
Ascensión, Santa Cruz, Bolivia | Ascensión | Ascension | -15.6996 | -63.08 | Bolivia | BO | BOL | Santa Cruz |  | 14429 | 1068811738
Aschaffenburg, Bavaria, Germany | Aschaffenburg | Aschaffenburg | 49.9757 | 9.1478 | Germany | DE | DEU | Bavaria | minor | 70527 | 1276069907
Aschersleben, Saxony-Anhalt, Germany | Aschersleben | Aschersleben | 51.75 | 11.4667 | Germany | DE | DEU | Saxony-Anhalt |  | 27220 | 1276084397
Ascot, Windsor and Maidenhead, United Kingdom | Ascot | Ascot | 51.4084 | -0.6707 | United Kingdom | GB | GBR | Windsor and Maidenhead |  | 11603 | 1826467973
Āsela, Oromīya, Ethiopia | Āsela | Asela | 7.95 | 39.1167 | Ethiopia | ET | ETH | Oromīya |  | 110088 | 1231347519
Asenovgrad, Plovdiv, Bulgaria | Asenovgrad | Asenovgrad | 42.0069 | 24.8756 | Bulgaria | BG | BGR | Plovdiv |  | 59793 | 1100200929
Ash Shaţrah, Dhī Qār, Iraq | Ash Shaţrah | Ash Shatrah | 31.4175 | 46.1772 | Iraq | IQ | IRQ | Dhī Qār | minor | 161949 | 1368920164
Ash Shaykh ‘Uthmān, ‘Adan, Yemen | Ash Shaykh ‘Uthmān | Ash Shaykh `Uthman | 12.8866 | 45.0279 | Yemen | YE | YEM | ‘Adan | minor | 105248 | 1887195126
Ash Shīḩānīyah, Ar Rayyān, Qatar | Ash Shīḩānīyah | Ash Shihaniyah | 25.3709 | 51.2226 | Qatar | QA | QAT | Ar Rayyān | admin |  | 1634539520
Ash Shiḩr, Ḩaḑramawt, Yemen | Ash Shiḩr | Ash Shihr | 14.7608 | 49.6069 | Yemen | YE | YEM | Ḩaḑramawt | minor | 68313 | 1887657562
Ash Vale, Surrey, United Kingdom | Ash Vale | Ash Vale | 51.27 | -0.72 | United Kingdom | GB | GBR | Surrey |  | 5686 | 1826023346
Asha, Chelyabinskaya Oblast’, Russia | Asha | Asha | 55 | 57.25 | Russia | RU | RUS | Chelyabinskaya Oblast’ |  | 29692 | 1643056456
Ashbourne, Derbyshire, United Kingdom | Ashbourne | Ashbourne | 53.016 | -1.731 | United Kingdom | GB | GBR | Derbyshire |  | 7112 | 1826277851
Ashburn, Virginia, United States | Ashburn | Ashburn | 39.03 | -77.4711 | United States | US | USA | Virginia |  | 50290 | 1840024495
Ashburnham, Massachusetts, United States | Ashburnham | Ashburnham | 42.659 | -71.9252 | United States | US | USA | Massachusetts |  | 6253 | 1840053581
Ashby de la Zouch, Leicestershire, United Kingdom | Ashby de la Zouch | Ashby de la Zouch | 52.746 | -1.476 | United Kingdom | GB | GBR | Leicestershire |  | 12370 | 1826304398
Ashdod, Southern, Israel | Ashdod | Ashdod | 31.7978 | 34.6503 | Israel | IL | ISR | Southern |  | 220174 | 1376458766
Asheboro, North Carolina, United States | Asheboro | Asheboro | 35.7158 | -79.8129 | United States | US | USA | North Carolina |  | 39192 | 1840013400
Asheville, North Carolina, United States | Asheville | Asheville | 35.5704 | -82.5536 | United States | US | USA | North Carolina |  | 312507 | 1840013411
Ashfield-Colborne-Wawanosh, Ontario, Canada | Ashfield-Colborne-Wawanosh | Ashfield-Colborne-Wawanosh | 43.8667 | -81.6 | Canada | CA | CAN | Ontario |  | 5422 | 1124000025
Ashford, Kent, United Kingdom | Ashford | Ashford | 51.1465 | 0.8676 | United Kingdom | GB | GBR | Kent |  | 74204 | 1826045748
Ashford, Surrey, United Kingdom | Ashford | Ashford | 51.434 | -0.464 | United Kingdom | GB | GBR | Surrey |  | 27382 | 1826203695
Ashgabat, Ahal, Turkmenistan | Ashgabat | Ashgabat | 37.95 | 58.3833 | Turkmenistan | TM | TKM | Ahal | primary | 1031992 | 1795049992
Ashibetsu, Hokkaidō, Japan | Ashibetsu | Ashibetsu | 43.5183 | 142.1894 | Japan | JP | JPN | Hokkaidō |  | 13291 | 1392076834
Ashington, Northumberland, United Kingdom | Ashington | Ashington | 55.181 | -1.568 | United Kingdom | GB | GBR | Northumberland |  | 27764 | 1826789902
Ashino, Hokkaidō, Japan | Ashino | Ashino | 42.975 | 144.3747 | Japan | JP | JPN | Hokkaidō |  | 198566 | 1392810778
Ashiya, Fukuoka, Japan | Ashiya | Ashiya | 33.8939 | 130.6639 | Japan | JP | JPN | Fukuoka |  | 13547 | 1392633502
Ashland, California, United States | Ashland | Ashland | 37.6942 | -122.1159 | United States | US | USA | California |  | 23635 | 1840017619
Ashland, Oregon, United States | Ashland | Ashland | 42.1905 | -122.6992 | United States | US | USA | Oregon |  | 21281 | 1840018674
Ashland, Kentucky, United States | Ashland | Ashland | 38.4592 | -82.6449 | United States | US | USA | Kentucky |  | 20146 | 1840013195
Ashland, Ohio, United States | Ashland | Ashland | 40.8668 | -82.3156 | United States | US | USA | Ohio |  | 20140 | 1840002751
Ashland, Massachusetts, United States | Ashland | Ashland | 42.2573 | -71.4687 | United States | US | USA | Massachusetts |  | 17576 | 1840053632
Ashland, New Jersey, United States | Ashland | Ashland | 39.8782 | -75.0085 | United States | US | USA | New Jersey |  | 8292 | 1840033467
Ashland, Virginia, United States | Ashland | Ashland | 37.7596 | -77.4715 | United States | US | USA | Virginia |  | 7875 | 1840006341
Ashland, Pennsylvania, United States | Ashland | Ashland | 40.7811 | -76.3451 | United States | US | USA | Pennsylvania |  | 7437 | 1840002753
Ashland, Wisconsin, United States | Ashland | Ashland | 46.5801 | -90.8715 | United States | US | USA | Wisconsin |  | 6962 | 1840003916
Ashoro, Hokkaidō, Japan | Ashoro | Ashoro | 43.2447 | 143.5542 | Japan | JP | JPN | Hokkaidō |  | 6822 | 1392133580
Ashqelon, Southern, Israel | Ashqelon | Ashqelon | 31.6658 | 34.5664 | Israel | IL | ISR | Southern |  | 134454 | 1376324059
Ashtabula, Ohio, United States | Ashtabula | Ashtabula | 41.8806 | -80.7984 | United States | US | USA | Ohio |  | 27645 | 1840007046
Ashtarak, Aragatsotn, Armenia | Ashtarak | Ashtarak | 40.3 | 44.4 | Armenia | AM | ARM | Aragatsotn | admin | 21600 | 1051714712
Ashtead, Surrey, United Kingdom | Ashtead | Ashtead | 51.31 | -0.299 | United Kingdom | GB | GBR | Surrey |  | 14169 | 1826304464
Ashton, Tameside, United Kingdom | Ashton | Ashton | 53.4897 | -2.0952 | United Kingdom | GB | GBR | Tameside |  | 45198 | 1826027715
Ashton, Canterbury, New Zealand | Ashton | Ashton | -44.033 | 171.772 | New Zealand | NZ | NZL | Canterbury |  | 17700 | 1554784264
Ashton in Makerfield, Wigan, United Kingdom | Ashton in Makerfield | Ashton in Makerfield | 53.487 | -2.641 | United Kingdom | GB | GBR | Wigan |  | 24000 | 1826919005
Ashton-Sandy Spring, Maryland, United States | Ashton-Sandy Spring | Ashton-Sandy Spring | 39.1515 | -77.0065 | United States | US | USA | Maryland |  | 6136 | 1840073588
Ashville, Ohio, United States | Ashville | Ashville | 39.7239 | -82.9575 | United States | US | USA | Ohio |  | 6658 | 1840012552
Ashwaubenon, Wisconsin, United States | Ashwaubenon | Ashwaubenon | 44.4796 | -88.0889 | United States | US | USA | Wisconsin |  | 17161 | 1840002342
Asino, Tomskaya Oblast’, Russia | Asino | Asino | 57 | 86.15 | Russia | RU | RUS | Tomskaya Oblast’ |  | 24354 | 1643361400
Asipovichy, Mahilyowskaya Voblasts’, Belarus | Asipovichy | Asipovichy | 53.3 | 28.65 | Belarus | BY | BLR | Mahilyowskaya Voblasts’ | minor | 29900 | 1112583247
Askern, Doncaster, United Kingdom | Askern | Askern | 53.6167 | -1.15 | United Kingdom | GB | GBR | Doncaster |  | 5570 | 1826141992
Asmara, Ma’ākel, Eritrea | Asmara | Asmara | 15.3333 | 38.9167 | Eritrea | ER | ERI | Ma’ākel | primary | 963000 | 1232791236
Asni, Marrakech-Safi, Morocco | Asni | Asni | 31.25 | -7.9792 | Morocco | MA | MAR | Marrakech-Safi |  | 21244 | 1504093117
Āsosa, Bīnshangul Gumuz, Ethiopia | Āsosa | Asosa | 10.0667 | 34.5167 | Ethiopia | ET | ETH | Bīnshangul Gumuz | admin | 20226 | 1231491184
Aspen, Colorado, United States | Aspen | Aspen | 39.195 | -106.8369 | United States | US | USA | Colorado |  | 8569 | 1840018813
Aspen Hill, Maryland, United States | Aspen Hill | Aspen Hill | 39.0928 | -77.0823 | United States | US | USA | Maryland |  | 52807 | 1840005825
Asperg, Baden-Württemberg, Germany | Asperg | Asperg | 48.9064 | 9.1414 | Germany | DE | DEU | Baden-Württemberg |  | 13480 | 1276656917
Assab, Debubawī K’eyih Bahrī, Eritrea | Assab | Assab | 13.0078 | 42.7411 | Eritrea | ER | ERI | Debubawī K’eyih Bahrī | admin | 74405 | 1232396238
Assen, Drenthe, Netherlands | Assen | Assen | 53 | 6.55 | Netherlands | NL | NLD | Drenthe | admin | 62237 | 1528917714
Assis, São Paulo, Brazil | Assis | Assis | -22.6619 | -50.4119 | Brazil | BR | BRA | São Paulo |  | 101597 | 1076782502
Aßlar, Hesse, Germany | Aßlar | Asslar | 50.5833 | 8.4667 | Germany | DE | DEU | Hesse |  | 13656 | 1276224828
Assomada, Santa Catarina, Cabo Verde | Assomada | Assomada | 15.0949 | -23.6654 | Cabo Verde | CV | CPV | Santa Catarina | admin | 12026 | 1132845019
Astara, Astara, Azerbaijan | Astara | Astara | 38.44 | 48.875 | Azerbaijan | AZ | AZE | Astara | admin | 16800 | 1031376971
Asti, Piedmont, Italy | Asti | Asti | 44.9 | 8.2069 | Italy | IT | ITA | Piedmont | minor | 76173 | 1380024585
Astley, Wigan, United Kingdom | Astley | Astley | 53.5008 | -2.4454 | United Kingdom | GB | GBR | Wigan |  | 11270 | 1826000042
Aston, Pennsylvania, United States | Aston | Aston | 39.8718 | -75.4348 | United States | US | USA | Pennsylvania |  | 16706 | 1840150553
Astoria, Oregon, United States | Astoria | Astoria | 46.1856 | -123.8053 | United States | US | USA | Oregon |  | 14916 | 1840018504
Astrakhan, Astrakhanskaya Oblast’, Russia | Astrakhan | Astrakhan | 46.3333 | 48.0167 | Russia | RU | RUS | Astrakhanskaya Oblast’ | admin | 532504 | 1643407929
Astravyets, Hrodzyenskaya Voblasts’, Belarus | Astravyets | Astravyets | 54.6136 | 25.9553 | Belarus | BY | BLR | Hrodzyenskaya Voblasts’ | minor | 13200 | 1112665123
Asunción, Asunción, Paraguay | Asunción | Asuncion | -25.3 | -57.6333 | Paraguay | PY | PRY | Asunción | primary | 1870000 | 1600057911
Asunción Nochixtlán, Oaxaca, Mexico | Asunción Nochixtlán | Asuncion Nochixtlan | 17.4592 | -97.2261 | Mexico | MX | MEX | Oaxaca | minor | 18525 | 1484302009
Aswān, Aswān, Egypt | Aswān | Aswan | 24.0889 | 32.8997 | Egypt | EG | EGY | Aswān | admin | 267913 | 1818262512
Asyūţ, Asyūţ, Egypt | Asyūţ | Asyut | 27.1869 | 31.1714 | Egypt | EG | EGY | Asyūţ | admin | 389307 | 1818456592
Aszód, Pest, Hungary | Aszód | Aszod | 47.6514 | 19.4894 | Hungary | HU | HUN | Pest | minor | 6184 | 1348488151
Aţ Ţā’if, Makkah al Mukarramah, Saudi Arabia | Aţ Ţā’if | At Ta'if | 21.2667 | 40.4167 | Saudi Arabia | SA | SAU | Makkah al Mukarramah |  | 579970 | 1682956102
Aţ Ţafīlah, Aţ Ţafīlah, Jordan | Aţ Ţafīlah | At Tafilah | 30.8375 | 35.6042 | Jordan | JO | JOR | Aţ Ţafīlah | admin | 25429 | 1400134505
At Tall, Rīf Dimashq, Syria | At Tall | At Tall | 33.6103 | 36.3106 | Syria | SY | SYR | Rīf Dimashq | minor | 63554 | 1760718626
Aţ Ţūr, Janūb Sīnā’, Egypt | Aţ Ţūr | At Tur | 28.2333 | 33.6167 | Egypt | EG | EGY | Janūb Sīnā’ | admin | 12733 | 1818306172
Aţ Ţurrah, Irbid, Jordan | Aţ Ţurrah | At Turrah | 32.6368 | 35.99 | Jordan | JO | JOR | Irbid |  | 34948 | 1400078308
Atacames, Esmeraldas, Ecuador | Atacames | Atacames | 0.8667 | -79.8333 | Ecuador | EC | ECU | Esmeraldas |  | 15463 | 1218813219
Atakpamé, Plateaux, Togo | Atakpamé | Atakpame | 7.53 | 1.12 | Togo | TG | TGO | Plateaux | admin | 80683 | 1768070717
Atami, Shizuoka, Japan | Atami | Atami | 35.0961 | 139.0717 | Japan | JP | JPN | Shizuoka |  | 36089 | 1392990970
Atamyrat, Lebap, Turkmenistan | Atamyrat | Atamyrat | 37.8167 | 65.2 | Turkmenistan | TM | TKM | Lebap |  | 38350 | 1795595010
Atar, Adrar, Mauritania | Atar | Atar | 20.5167 | -13.05 | Mauritania | MR | MRT | Adrar | admin | 24021 | 1478064510
Atascadero, California, United States | Atascadero | Atascadero | 35.4827 | -120.6858 | United States | US | USA | California |  | 30075 | 1840019126
Atascocita, Texas, United States | Atascocita | Atascocita | 29.9777 | -95.1953 | United States | US | USA | Texas |  | 79019 | 1840018251
Atasū, Qaraghandy, Kazakhstan | Atasū | Atasu | 48.6903 | 71.6499 | Kazakhstan | KZ | KAZ | Qaraghandy |  | 19616 | 1398926180
Atbara, River Nile, Sudan | Atbara | Atbara | 17.7167 | 33.9833 | Sudan | SD | SDN | River Nile |  | 139768 | 1729042522
Atbasar, Aqmola, Kazakhstan | Atbasar | Atbasar | 51.8219 | 68.3477 | Kazakhstan | KZ | KAZ | Aqmola |  | 35819 | 1398900162
At-Bashy, Naryn, Kyrgyzstan | At-Bashy | At-Bashy | 41.1725 | 75.7968 | Kyrgyzstan | KG | KGZ | Naryn | minor | 15601 | 1417188010
Atchison, Kansas, United States | Atchison | Atchison | 39.5625 | -95.1367 | United States | US | USA | Kansas |  | 10613 | 1840001543
Atenco, México, Mexico | Atenco | Atenco | 19.5167 | -98.9167 | Mexico | MX | MEX | México | minor | 42739 | 1484838122
Ath Thawrah, Ar Raqqah, Syria | Ath Thawrah | Ath Thawrah | 35.8344 | 38.5464 | Syria | SY | SYR | Ar Raqqah | minor | 84000 | 1760605225
Athens, Attikí, Greece | Athens | Athens | 37.9794 | 23.7161 | Greece | GR | GRC | Attikí | primary | 664046 | 1300715560
Athens, Georgia, United States | Athens | Athens | 33.9508 | -83.3689 | United States | US | USA | Georgia |  | 141532 | 1840029463
Athens, Alabama, United States | Athens | Athens | 34.7847 | -86.951 | United States | US | USA | Alabama |  | 31187 | 1840000935
Athens, Ohio, United States | Athens | Athens | 39.3269 | -82.0988 | United States | US | USA | Ohio |  | 29122 | 1840007355
Athens, Tennessee, United States | Athens | Athens | 35.4573 | -84.6045 | United States | US | USA | Tennessee |  | 16651 | 1840013429
Athens, Texas, United States | Athens | Athens | 32.2041 | -95.8321 | United States | US | USA | Texas |  | 12210 | 1840019500
Atherstone, Warwickshire, United Kingdom | Atherstone | Atherstone | 52.5787 | -1.5462 | United Kingdom | GB | GBR | Warwickshire |  | 8670 | 1826567686
Atherton, Wigan, United Kingdom | Atherton | Atherton | 53.523 | -2.495 | United Kingdom | GB | GBR | Wigan |  | 22000 | 1826022663
Atherton, Queensland, Australia | Atherton | Atherton | -17.2658 | 145.478 | Australia | AU | AUS | Queensland |  | 7331 | 1036456869
Atherton, California, United States | Atherton | Atherton | 37.4539 | -122.2032 | United States | US | USA | California |  | 7137 | 1840020308
Athi River, Machakos, Kenya | Athi River | Athi River | -1.45 | 36.9833 | Kenya | KE | KEN | Machakos |  | 81302 | 1404232217
Athis-Mons, Île-de-France, France | Athis-Mons | Athis-Mons | 48.7074 | 2.3889 | France | FR | FRA | Île-de-France |  | 34347 | 1250955386
Athol, Massachusetts, United States | Athol | Athol | 42.5841 | -72.2177 | United States | US | USA | Massachusetts |  | 11691 | 1840053683
Ati, Batha, Chad | Ati | Ati | 13.2139 | 18.3403 | Chad | TD | TCD | Batha | admin | 20695 | 1148642108
Atibaia, São Paulo, Brazil | Atibaia | Atibaia | -23.1172 | -46.5506 | Brazil | BR | BRA | São Paulo |  | 137187 | 1076042485
Atitalaquia, Hidalgo, Mexico | Atitalaquia | Atitalaquia | 20.0583 | -99.2208 | Mexico | MX | MEX | Hidalgo |  | 26904 | 1484827281
Atkarsk, Saratovskaya Oblast’, Russia | Atkarsk | Atkarsk | 51.8667 | 45 | Russia | RU | RUS | Saratovskaya Oblast’ |  | 25140 | 1643598170
Atkinson, New Hampshire, United States | Atkinson | Atkinson | 42.837 | -71.1605 | United States | US | USA | New Hampshire |  | 6897 | 1840054547
Atlanta, Georgia, United States | Atlanta | Atlanta | 33.7627 | -84.4224 | United States | US | USA | Georgia | admin | 5449398 | 1840013660
Atlanta, Texas, United States | Atlanta | Atlanta | 33.1136 | -94.1672 | United States | US | USA | Texas |  | 5526 | 1840019407
Atlantic, Iowa, United States | Atlantic | Atlantic | 41.3957 | -95.0138 | United States | US | USA | Iowa |  | 5937 | 1840007125
Atlantic Beach, Florida, United States | Atlantic Beach | Atlantic Beach | 30.3371 | -81.4128 | United States | US | USA | Florida |  | 13872 | 1840013956
Atlantic City, New Jersey, United States | Atlantic City | Atlantic City | 39.3797 | -74.4527 | United States | US | USA | New Jersey |  | 237054 | 1840003798
Atlántida, Canelones, Uruguay | Atlántida | Atlantida | -34.7701 | -55.7613 | Uruguay | UY | URY | Canelones |  | 5562 | 1858331514
Atlapexco, Hidalgo, Mexico | Atlapexco | Atlapexco | 21.0042 | -98.5056 | Mexico | MX | MEX | Hidalgo |  | 18769 | 1484002302
Atlatlahucan, Morelos, Mexico | Atlatlahucan | Atlatlahucan | 18.935 | -98.9 | Mexico | MX | MEX | Morelos | minor | 22079 | 1484784884
Atlautla, México, Mexico | Atlautla | Atlautla | 19 | -98.7167 | Mexico | MX | MEX | México | minor | 27663 | 1484312852
Atmore, Alabama, United States | Atmore | Atmore | 31.0927 | -87.4763 | United States | US | USA | Alabama |  | 5864 | 1840013888
Atoka, Tennessee, United States | Atoka | Atoka | 35.4239 | -89.7861 | United States | US | USA | Tennessee |  | 21428 | 1840015416
Atotonilco de Tula, Hidalgo, Mexico | Atotonilco de Tula | Atotonilco de Tula | 20.05 | -99.1833 | Mexico | MX | MEX | Hidalgo |  | 31078 | 1484176739
Atoyac de Álvarez, Guerrero, Mexico | Atoyac de Álvarez | Atoyac de Alvarez | 17.2 | -100.4333 | Mexico | MX | MEX | Guerrero | minor | 20515 | 1484657833
Atsugichō, Kanagawa, Japan | Atsugichō | Atsugicho | 35.4333 | 139.3667 | Japan | JP | JPN | Kanagawa |  | 224677 | 1392522298
Attalla, Alabama, United States | Attalla | Attalla | 34.0049 | -86.104 | United States | US | USA | Alabama |  | 5771 | 1840013655
Attapu, Attapu, Laos | Attapu | Attapu | 14.8 | 106.8333 | Laos | LA | LAO | Attapu | admin | 19200 | 1418894454
Attard, Attard, Malta | Attard | Attard | 35.8897 | 14.4425 | Malta | MT | MLT | Attard | admin |  | 1470765022
Attendorn, North Rhine-Westphalia, Germany | Attendorn | Attendorn | 51.1264 | 7.9033 | Germany | DE | DEU | North Rhine-Westphalia |  | 24367 | 1276325506
Attica, New York, United States | Attica | Attica | 42.8257 | -78.249 | United States | US | USA | New York |  | 7239 | 1840004474
Attica, Indiana, United States | Attica | Attica | 40.2874 | -87.2452 | United States | US | USA | Indiana |  | 5187 | 1840007244
Attleboro, Massachusetts, United States | Attleboro | Attleboro | 41.9311 | -71.295 | United States | US | USA | Massachusetts |  | 45237 | 1840000496
Attnang-Puchheim, Oberösterreich, Austria | Attnang-Puchheim | Attnang-Puchheim | 48.0167 | 13.7167 | Austria | AT | AUT | Oberösterreich |  | 8944 | 1040023749
Atuntaqui, Imbabura, Ecuador | Atuntaqui | Atuntaqui | 0.3325 | -78.2136 | Ecuador | EC | ECU | Imbabura |  | 21286 | 1218840955
Atwater, California, United States | Atwater | Atwater | 37.3543 | -120.5981 | United States | US | USA | California |  | 29559 | 1840018934
Atyraū, Atyraū, Kazakhstan | Atyraū | Atyrau | 47.1167 | 51.8833 | Kazakhstan | KZ | KAZ | Atyraū | admin | 163221 | 1398169063
Aubagne, Provence-Alpes-Côte d’Azur, France | Aubagne | Aubagne | 43.2908 | 5.5708 | France | FR | FRA | Provence-Alpes-Côte d’Azur |  | 46268 | 1250602671
Aubange, Wallonia, Belgium | Aubange | Aubange | 49.5667 | 5.805 | Belgium | BE | BEL | Wallonia |  | 16927 | 1056280555
Aubervilliers, Île-de-France, France | Aubervilliers | Aubervilliers | 48.9131 | 2.3831 | France | FR | FRA | Île-de-France |  | 86375 | 1250470371
Aubrey, Texas, United States | Aubrey | Aubrey | 33.2872 | -96.9622 | United States | US | USA | Texas |  | 7806 | 1840019387
Auburn, Alabama, United States | Auburn | Auburn | 32.6087 | -85.4899 | United States | US | USA | Alabama |  | 92777 | 1840013810
Auburn, Washington, United States | Auburn | Auburn | 47.3039 | -122.2108 | United States | US | USA | Washington |  | 81464 | 1840018416
Auburn, California, United States | Auburn | Auburn | 38.895 | -121.0778 | United States | US | USA | California |  | 35311 | 1840010231
Auburn, New York, United States | Auburn | Auburn | 42.9338 | -76.5684 | United States | US | USA | New York |  | 30507 | 1840000367
Auburn, Maine, United States | Auburn | Auburn | 44.085 | -70.2492 | United States | US | USA | Maine |  | 23414 | 1840000319
Auburn, Indiana, United States | Auburn | Auburn | 41.3666 | -85.0559 | United States | US | USA | Indiana |  | 22994 | 1840007100
Auburn, Massachusetts, United States | Auburn | Auburn | 42.1972 | -71.8453 | United States | US | USA | Massachusetts |  | 16633 | 1840053684
Auburn, Georgia, United States | Auburn | Auburn | 34.0157 | -83.8319 | United States | US | USA | Georgia |  | 7660 | 1840013680
Auburn, New Hampshire, United States | Auburn | Auburn | 42.9906 | -71.3438 | United States | US | USA | New Hampshire |  | 5385 | 1840054548
Auburn Hills, Michigan, United States | Auburn Hills | Auburn Hills | 42.6735 | -83.2447 | United States | US | USA | Michigan |  | 24748 | 1840002436
Auburndale, Florida, United States | Auburndale | Auburndale | 28.0962 | -81.8011 | United States | US | USA | Florida |  | 16650 | 1840014127
Auce, Auces Novads, Latvia | Auce | Auce | 56.4611 | 22.8942 | Latvia | LV | LVA | Auces Novads | admin | 2343 | 1428962592
Auch, Occitanie, France | Auch | Auch | 43.6465 | 0.5855 | France | FR | FRA | Occitanie | minor | 21935 | 1250746513
Auckland, Auckland, New Zealand | Auckland | Auckland | -36.85 | 174.7833 | New Zealand | NZ | NZL | Auckland | admin | 1467800 | 1554435911
Audley, Staffordshire, United Kingdom | Audley | Audley | 53.053 | -2.304 | United Kingdom | GB | GBR | Staffordshire |  | 8437 | 1826819184
Audubon, New Jersey, United States | Audubon | Audubon | 39.8906 | -75.0722 | United States | US | USA | New Jersey |  | 8637 | 1840003775
Audubon, Pennsylvania, United States | Audubon | Audubon | 40.1304 | -75.428 | United States | US | USA | Pennsylvania |  | 9195 | 1840034852
Aue, Saxony, Germany | Aue | Aue | 50.5853 | 12.7008 | Germany | DE | DEU | Saxony |  | 16012 | 1276459690
Auerbach, Saxony, Germany | Auerbach | Auerbach | 50.5094 | 12.4 | Germany | DE | DEU | Saxony |  | 18357 | 1276679224
Auerbach, Bavaria, Germany | Auerbach | Auerbach | 49.692 | 11.6333 | Germany | DE | DEU | Bavaria |  | 8818 | 1276188143
Aughton, Lancashire, United Kingdom | Aughton | Aughton | 53.542 | -2.912 | United Kingdom | GB | GBR | Lancashire |  | 8342 | 1826100170
Augsburg, Bavaria, Germany | Augsburg | Augsburg | 48.3717 | 10.8983 | Germany | DE | DEU | Bavaria | minor | 295135 | 1276314100
August, California, United States | August | August | 37.9797 | -121.2625 | United States | US | USA | California |  | 8774 | 1840028357
Augusta, Georgia, United States | Augusta | Augusta | 33.3645 | -82.0708 | United States | US | USA | Georgia | admin | 390809 | 1840029462
Augusta, Maine, United States | Augusta | Augusta | 44.3341 | -69.7319 | United States | US | USA | Maine |  | 22116 | 1840000302
Augusta, Kansas, United States | Augusta | Augusta | 37.6955 | -96.9921 | United States | US | USA | Kansas |  | 9422 | 1840001675
Augusta, Ontario, Canada | Augusta | Augusta | 44.7511 | -75.6003 | Canada | CA | CAN | Ontario |  | 7353 | 1124000619
Auki, Malaita, Solomon Islands | Auki | Auki | -8.7678 | 160.6978 | Solomon Islands | SB | SLB | Malaita | admin |  | 1090993143
Aulendorf, Baden-Württemberg, Germany | Aulendorf | Aulendorf | 47.9542 | 9.6389 | Germany | DE | DEU | Baden-Württemberg |  | 10180 | 1276668317
Aulnay-sous-Bois, Île-de-France, France | Aulnay-sous-Bois | Aulnay-sous-Bois | 48.9386 | 2.4906 | France | FR | FRA | Île-de-France |  | 85740 | 1250420439
Aurangābād, Mahārāshtra, India | Aurangābād | Aurangabad | 19.88 | 75.32 | India | IN | IND | Mahārāshtra |  | 1371330 | 1356840670
Aurangābād, Bihār, India | Aurangābād | Aurangabad | 24.7704 | 84.38 | India | IN | IND | Bihār |  | 95929 | 1356920493
Aurich, Lower Saxony, Germany | Aurich | Aurich | 53.4714 | 7.4836 | Germany | DE | DEU | Lower Saxony | minor | 41991 | 1276424784
Auriflama, São Paulo, Brazil | Auriflama | Auriflama | -20.6858 | -50.555 | Brazil | BR | BRA | São Paulo |  | 14961 | 1076210906
Aurillac, Auvergne-Rhône-Alpes, France | Aurillac | Aurillac | 44.9261 | 2.4406 | France | FR | FRA | Auvergne-Rhône-Alpes | minor | 25499 | 1250648062
Aurora, Colorado, United States | Aurora | Aurora | 39.7087 | -104.7273 | United States | US | USA | Colorado |  | 379289 | 1840018794
Aurora, Illinois, United States | Aurora | Aurora | 41.7637 | -88.2901 | United States | US | USA | Illinois |  | 197757 | 1840007034
Aurora, Ontario, Canada | Aurora | Aurora | 44 | -79.4667 | Canada | CA | CAN | Ontario |  | 55445 | 1124085034
Aurora, Ohio, United States | Aurora | Aurora | 41.3118 | -81.345 | United States | US | USA | Ohio |  | 16338 | 1840000806
Aurora, New York, United States | Aurora | Aurora | 42.7382 | -78.6373 | United States | US | USA | New York |  | 13788 | 1840150816
Aurora, Missouri, United States | Aurora | Aurora | 36.9674 | -93.7183 | United States | US | USA | Missouri |  | 8297 | 1840007636
Austell, Georgia, United States | Austell | Austell | 33.82 | -84.645 | United States | US | USA | Georgia |  | 7170 | 1840013689
Austin, Texas, United States | Austin | Austin | 30.3004 | -97.7522 | United States | US | USA | Texas | admin | 1687311 | 1840019590
Austin, Minnesota, United States | Austin | Austin | 43.6718 | -92.9783 | United States | US | USA | Minnesota |  | 25626 | 1840006830
Austintown, Ohio, United States | Austintown | Austintown | 41.0932 | -80.7405 | United States | US | USA | Ohio |  | 28386 | 1840005185
Australind, Western Australia, Australia | Australind | Australind | -33.2792 | 115.715 | Australia | AU | AUS | Western Australia |  | 14539 | 1036182351
Autlán de Navarro, Jalisco, Mexico | Autlán de Navarro | Autlan de Navarro | 19.7667 | -104.3667 | Mexico | MX | MEX | Jalisco | minor | 60572 | 1484240559
Auxerre, Bourgogne-Franche-Comté, France | Auxerre | Auxerre | 47.7986 | 3.5672 | France | FR | FRA | Bourgogne-Franche-Comté | minor | 34634 | 1250482884
Avaí, São Paulo, Brazil | Avaí | Avai | -22.1467 | -49.3331 | Brazil | BR | BRA | São Paulo |  | 5275 | 1076844658
Avanhandava, São Paulo, Brazil | Avanhandava | Avanhandava | -21.4608 | -49.9497 | Brazil | BR | BRA | São Paulo |  | 12719 | 1076708682
Avaré, São Paulo, Brazil | Avaré | Avare | -23.0986 | -48.9258 | Brazil | BR | BRA | São Paulo |  | 81285 | 1076118860
Avarua, , Cook Islands | Avarua | Avarua | -21.207 | -159.771 | Cook Islands | CK | COK |  |  | 5445 | 1184217570
Avdiivka, Donets’ka Oblast’, Ukraine | Avdiivka | Avdiivka | 48.1333 | 37.75 | Ukraine | UA | UKR | Donets’ka Oblast’ |  | 34938 | 1804444433
Aveiro, Aveiro, Portugal | Aveiro | Aveiro | 40.6389 | -8.6553 | Portugal | PT | PRT | Aveiro | admin | 78450 | 1620555869
Aveley, Thurrock, United Kingdom | Aveley | Aveley | 51.5018 | 0.2534 | United Kingdom | GB | GBR | Thurrock |  | 8381 | 1826305482
Avellaneda, Buenos Aires, Argentina | Avellaneda | Avellaneda | -34.6625 | -58.3678 | Argentina | AR | ARG | Buenos Aires | minor | 24313 | 1032478683
Avenal, California, United States | Avenal | Avenal | 36.0311 | -120.1162 | United States | US | USA | California |  | 13479 | 1840019054
Avenel, New Jersey, United States | Avenel | Avenel | 40.5839 | -74.272 | United States | US | USA | New Jersey |  | 18831 | 1840005410
Aventura, Florida, United States | Aventura | Aventura | 25.9565 | -80.1372 | United States | US | USA | Florida |  | 36987 | 1840014243
Aver-o-Mar, Porto, Portugal | Aver-o-Mar | Aver-o-Mar | 41.4039 | -8.769 | Portugal | PT | PRT | Porto |  | 8961 | 1620327215
Avigliano, Basilicata, Italy | Avigliano | Avigliano | 40.7333 | 15.7167 | Italy | IT | ITA | Basilicata |  | 11350 | 1380120301
Avignon, Provence-Alpes-Côte d’Azur, France | Avignon | Avignon | 43.95 | 4.8075 | France | FR | FRA | Provence-Alpes-Côte d’Azur | minor | 93671 | 1250645342
Ávila, Castille-Leon, Spain | Ávila | Avila | 40.6543 | -4.6962 | Spain | ES | ESP | Castille-Leon | minor | 57744 | 1724392183
Avilés, Asturias, Spain | Avilés | Aviles | 43.5561 | -5.9222 | Spain | ES | ESP | Asturias |  | 78182 | 1724815050
Avocado Heights, California, United States | Avocado Heights | Avocado Heights | 34.0381 | -118.0026 | United States | US | USA | California |  | 15903 | 1840028318
Avon, Ohio, United States | Avon | Avon | 41.4485 | -82.0187 | United States | US | USA | Ohio |  | 23399 | 1840000641
Avon, Indiana, United States | Avon | Avon | 39.7603 | -86.3917 | United States | US | USA | Indiana |  | 18706 | 1840009535
Avon, Connecticut, United States | Avon | Avon | 41.7907 | -72.8538 | United States | US | USA | Connecticut |  | 18338 | 1840034005
Avon, New York, United States | Avon | Avon | 42.8955 | -77.7341 | United States | US | USA | New York |  | 6924 | 1840004428
Avon, Colorado, United States | Avon | Avon | 39.6445 | -106.5133 | United States | US | USA | Colorado |  | 6511 | 1840020194
Avon Lake, Ohio, United States | Avon Lake | Avon Lake | 41.4945 | -82.016 | United States | US | USA | Ohio |  | 24504 | 1840000642
Avon Park, Florida, United States | Avon Park | Avon Park | 27.5908 | -81.5081 | United States | US | USA | Florida |  | 10689 | 1840014166
Avondale, Arizona, United States | Avondale | Avondale | 33.3858 | -112.3236 | United States | US | USA | Arizona |  | 227289 | 1840019310
Avra Valley, Arizona, United States | Avra Valley | Avra Valley | 32.4195 | -111.3393 | United States | US | USA | Arizona |  | 5966 | 1840027985
Avrig, Sibiu, Romania | Avrig | Avrig | 45.7081 | 24.4 | Romania | RO | ROU | Sibiu |  | 12815 | 1642698711
Awara, Fukui, Japan | Awara | Awara | 36.2114 | 136.2289 | Japan | JP | JPN | Fukui |  | 27577 | 1392157496
Āwasa, YeDebub Bihēroch Bihēreseboch na Hizboch, Ethiopia | Āwasa | Awasa | 7.05 | 38.4667 | Ethiopia | ET | ETH | YeDebub Bihēroch Bihēreseboch na Hizboch | admin | 300100 | 1231663122
Awbārī, Wādī al Ḩayāt, Libya | Awbārī | Awbari | 26.5833 | 12.7667 | Libya | LY | LBY | Wādī al Ḩayāt | admin |  | 1434431378
Aweil, Northern Bahr el Ghazal, South Sudan | Aweil | Aweil | 8.7666 | 27.4 | South Sudan | SS | SSD | Northern Bahr el Ghazal | admin | 46705 | 1728097802
Awjilah, Al Wāḩāt, Libya | Awjilah | Awjilah | 29.1081 | 21.2869 | Libya | LY | LBY | Al Wāḩāt |  | 6610 | 1434938770
Awka, Anambra, Nigeria | Awka | Awka | 6.2 | 7.0667 | Nigeria | NG | NGA | Anambra | admin | 301657 | 1566560581
Axapusco, México, Mexico | Axapusco | Axapusco | 19.7194 | -98.7972 | Mexico | MX | MEX | México | minor | 21915 | 1484580584
Axminster, Devon, United Kingdom | Axminster | Axminster | 50.781 | -3 | United Kingdom | GB | GBR | Devon |  | 5761 | 1826766054
Aya, Miyazaki, Japan | Aya | Aya | 31.9992 | 131.2531 | Japan | JP | JPN | Miyazaki |  | 7023 | 1392387777
Ayabe, Kyōto, Japan | Ayabe | Ayabe | 35.2989 | 135.2586 | Japan | JP | JPN | Kyōto |  | 32164 | 1392801118
Ayacucho, Ayacucho, Peru | Ayacucho | Ayacucho | -13.1631 | -74.2244 | Peru | PE | PER | Ayacucho | admin | 180766 | 1604300430
Ayagöz, Shyghys Qazaqstan, Kazakhstan | Ayagöz | Ayagoz | 47.9645 | 80.4344 | Kazakhstan | KZ | KAZ | Shyghys Qazaqstan |  | 41593 | 1398040009
Ayan, Khabarovskiy Kray, Russia | Ayan | Ayan | 56.4542 | 138.1673 | Russia | RU | RUS | Khabarovskiy Kray |  | 1286 | 1643586492
Ayancık, Sinop, Turkey | Ayancık | Ayancik | 41.95 | 34.5833 | Turkey | TR | TUR | Sinop | minor | 23720 | 1792845166
Ayapango, México, Mexico | Ayapango | Ayapango | 19.1264 | -98.8028 | Mexico | MX | MEX | México | minor | 8864 | 1484009067
Ayapel, Córdoba, Colombia | Ayapel | Ayapel | 8.3304 | -75.15 | Colombia | CO | COL | Córdoba | minor | 23639 | 1170146577
Ayaviri, Puno, Peru | Ayaviri | Ayaviri | -14.8818 | -70.5901 | Peru | PE | PER | Puno |  | 19310 | 1604922172
Aydarken, Batken, Kyrgyzstan | Aydarken | Aydarken | 39.9333 | 71.3333 | Kyrgyzstan | KG | KGZ | Batken |  | 10331 | 1417865074
Ayden, North Carolina, United States | Ayden | Ayden | 35.4694 | -77.4167 | United States | US | USA | North Carolina |  | 5141 | 1840015388
Aydın, Aydın, Turkey | Aydın | Aydin | 37.8481 | 27.8453 | Turkey | TR | TUR | Aydın | admin | 191037 | 1792696058
Aydıncık, Mersin, Turkey | Aydıncık | Aydincik | 36.1667 | 33.35 | Turkey | TR | TUR | Mersin | minor | 11088 | 1792846540
Ayer, Massachusetts, United States | Ayer | Ayer | 42.5628 | -71.5718 | United States | US | USA | Massachusetts |  | 8055 | 1840053473
Aylesbury, Buckinghamshire, United Kingdom | Aylesbury | Aylesbury | 51.8168 | -0.8124 | United Kingdom | GB | GBR | Buckinghamshire |  | 58740 | 1826391298
Aylesford, Kent, United Kingdom | Aylesford | Aylesford | 51.3033 | 0.4796 | United Kingdom | GB | GBR | Kent |  | 10660 | 1826024683
Aylestone, Leicester, United Kingdom | Aylestone | Aylestone | 52.604 | -1.154 | United Kingdom | GB | GBR | Leicester |  | 11151 | 1826967618
Aylmer, Ontario, Canada | Aylmer | Aylmer | 42.7667 | -80.9833 | Canada | CA | CAN | Ontario |  | 7492 | 1124964102
Aylsham, Norfolk, United Kingdom | Aylsham | Aylsham | 52.79 | 1.256 | United Kingdom | GB | GBR | Norfolk |  | 5504 | 1826659481
Ayorou, Tillabéri, Niger | Ayorou | Ayorou | 14.7318 | 0.9195 | Niger | NE | NER | Tillabéri |  | 26290 | 1562787330
Ayr, South Ayrshire, United Kingdom | Ayr | Ayr | 55.458 | -4.629 | United Kingdom | GB | GBR | South Ayrshire |  | 46490 | 1826430700
Ayr, Queensland, Australia | Ayr | Ayr | -19.5744 | 147.4066 | Australia | AU | AUS | Queensland |  | 8738 | 1036228772
Aytos, Burgas, Bulgaria | Aytos | Aytos | 42.7 | 27.25 | Bulgaria | BG | BGR | Burgas |  | 24750 | 1100109481
Ayutla de los Libres, Guerrero, Mexico | Ayutla de los Libres | Ayutla de los Libres | 16.9 | -99.2167 | Mexico | MX | MEX | Guerrero | minor | 15370 | 1484235149
Ayvacık, Çanakkale, Turkey | Ayvacık | Ayvacik | 39.6011 | 26.4047 | Turkey | TR | TUR | Çanakkale | minor | 33568 | 1792135489
Az̧ Z̧a‘āyin, Az̧ Z̧a‘āyin, Qatar | Az̧ Z̧a‘āyin | Az Za`ayin | 25.5774 | 51.4831 | Qatar | QA | QAT | Az̧ Z̧a‘āyin | admin |  | 1634890537
Az Zabadānī, Rīf Dimashq, Syria | Az Zabadānī | Az Zabadani | 33.7247 | 36.1003 | Syria | SY | SYR | Rīf Dimashq | minor | 26285 | 1760989247
Az Zaqāzīq, Ash Sharqīyah, Egypt | Az Zaqāzīq | Az Zaqaziq | 30.5667 | 31.5 | Egypt | EG | EGY | Ash Sharqīyah | admin | 302840 | 1818017750
Az Zarqā’, Az Zarqā’, Jordan | Az Zarqā’ | Az Zarqa' | 32.0833 | 36.1 | Jordan | JO | JOR | Az Zarqā’ | admin | 481300 | 1400161837
Az Zāwīyah, Az Zāwiyah, Libya | Az Zāwīyah | Az Zawiyah | 32.7604 | 12.72 | Libya | LY | LBY | Az Zāwiyah | admin | 200000 | 1434421178
Az Zubaydīyah, Wāsiţ, Iraq | Az Zubaydīyah | Az Zubaydiyah | 32.7588 | 45.1773 | Iraq | IQ | IRQ | Wāsiţ |  | 70000 | 1368931413
Az Zubayr, Al Başrah, Iraq | Az Zubayr | Az Zubayr | 30.3892 | 47.7081 | Iraq | IQ | IRQ | Al Başrah | minor | 370000 | 1368147923
Azalea Park, Florida, United States | Azalea Park | Azalea Park | 28.5473 | -81.2956 | United States | US | USA | Florida |  | 14817 | 1840014082
Azambuja, Lisboa, Portugal | Azambuja | Azambuja | 39.0667 | -8.8667 | Portugal | PT | PRT | Lisboa | minor | 21814 | 1620393026
Azandarīān, Hamadān, Iran | Azandarīān | Azandarian | 34.5089 | 48.6867 | Iran | IR | IRN | Hamadān |  | 8685 | 1364125839
Azare, Bauchi, Nigeria | Azare | Azare | 11.6804 | 10.19 | Nigeria | NG | NGA | Bauchi | minor | 105687 | 1566322480
Azle, Texas, United States | Azle | Azle | 32.8955 | -97.5379 | United States | US | USA | Texas |  | 13351 | 1840019423
Aznā, Lorestān, Iran | Aznā | Azna | 33.4539 | 49.455 | Iran | IR | IRN | Lorestān | minor | 47489 | 1364854218
Aznakayevo, Tatarstan, Russia | Aznakayevo | Aznakayevo | 54.85 | 53.0667 | Russia | RU | RUS | Tatarstan |  | 34896 | 1643955098
Azogues, Cañar, Ecuador | Azogues | Azogues | -2.7333 | -78.8333 | Ecuador | EC | ECU | Cañar | admin | 33848 | 1218651012
Azov, Rostovskaya Oblast’, Russia | Azov | Azov | 47.1 | 39.4167 | Russia | RU | RUS | Rostovskaya Oblast’ | minor | 80721 | 1643548776
Azpeitia, Basque Country, Spain | Azpeitia | Azpeitia | 43.1819 | -2.2653 | Spain | ES | ESP | Basque Country |  | 14936 | 1724450790
Aztec, New Mexico, United States | Aztec | Aztec | 36.819 | -107.9826 | United States | US | USA | New Mexico |  | 7963 | 1840018993
Azua, Valdesia, Dominican Republic | Azua | Azua | 18.454 | -70.729 | Dominican Republic | DO | DOM | Valdesia | minor | 59139 | 1214004418
Azul, Buenos Aires, Argentina | Azul | Azul | -36.7833 | -59.85 | Argentina | AR | ARG | Buenos Aires | minor | 55728 | 1032652005
Azumino, Nagano, Japan | Azumino | Azumino | 36.3028 | 137.8997 | Japan | JP | JPN | Nagano |  | 94463 | 1392101705
Azusa, California, United States | Azusa | Azusa | 34.1386 | -117.9124 | United States | US | USA | California |  | 49974 | 1840019226
Ba, Ba, Fiji | Ba | Ba | -17.5333 | 177.6833 | Fiji | FJ | FJI | Ba |  | 18526 | 1242193764
Ba‘qūbah, Diyālá, Iraq | Ba‘qūbah | Ba`qubah | 33.7447 | 44.6436 | Iraq | IQ | IRQ | Diyālá | admin | 467900 | 1368444902
Baabda, Mont-Liban, Lebanon | Baabda | Baabda | 33.8333 | 35.5333 | Lebanon | LB | LBN | Mont-Liban | admin | 9000 | 1422639397
Baalbek, Baalbek-Hermel, Lebanon | Baalbek | Baalbek | 34.0061 | 36.2086 | Lebanon | LB | LBN | Baalbek-Hermel | admin | 24000 | 1422694451
Baar, Zug, Switzerland | Baar | Baar | 47.1956 | 8.5264 | Switzerland | CH | CHE | Zug |  | 24322 | 1756858308
Babadag, Tulcea, Romania | Babadag | Babadag | 44.8933 | 28.7119 | Romania | RO | ROU | Tulcea |  | 8940 | 1642622503
Babahoyo, Los Ríos, Ecuador | Babahoyo | Babahoyo | -1.8167 | -79.5167 | Ecuador | EC | ECU | Los Ríos | admin | 90191 | 1218156392
Babanūsah, Western Kordofan, Sudan | Babanūsah | Babanusah | 11.3334 | 27.8 | Sudan | SD | SDN | Western Kordofan |  | 19700 | 1729601692
Babati, Manyara, Tanzania | Babati | Babati | -4.2117 | 35.7475 | Tanzania | TZ | TZA | Manyara | admin | 30975 | 1834081851
Babək, Babək, Azerbaijan | Babək | Babak | 39.1111 | 45.4114 | Azerbaijan | AZ | AZE | Babək | minor | 5600 | 1031598031
Babenhausen, Hesse, Germany | Babenhausen | Babenhausen | 49.9624 | 8.9533 | Germany | DE | DEU | Hesse |  | 16834 | 1276006345
Băbeni, Vâlcea, Romania | Băbeni | Babeni | 44.975 | 24.2311 | Romania | RO | ROU | Vâlcea |  | 8451 | 1642822229
Bābol, Māzandarān, Iran | Bābol | Babol | 36.55 | 52.6833 | Iran | IR | IRN | Māzandarān | minor | 250217 | 1364476070
Baboua, Nana-Mambéré, Central African Republic | Baboua | Baboua | 5.7833 | 14.8192 | Central African Republic | CF | CAF | Nana-Mambéré |  | 6812 | 1140184570
Babruysk, Mahilyowskaya Voblasts’, Belarus | Babruysk | Babruysk | 53.15 | 29.2333 | Belarus | BY | BLR | Mahilyowskaya Voblasts’ | minor | 212200 | 1112573808
Babušnica, Babušnica, Serbia | Babušnica | Babusnica | 43.068 | 22.4115 | Serbia | RS | SRB | Babušnica | admin |  | 1688685780
Babylon, New York, United States | Babylon | Babylon | 40.6924 | -73.3585 | United States | US | USA | New York |  | 211562 | 1840005142
Bač, Bač, Serbia | Bač | Bac | 45.3886 | 19.2353 | Serbia | RS | SRB | Bač | admin | 6087 | 1688168992
Bắc Giang, Bắc Giang, Vietnam | Bắc Giang | Bac Giang | 21.2731 | 106.1947 | Vietnam | VN | VNM | Bắc Giang | admin | 53728 | 1704256754
Bắc Kạn, Bắc Kạn, Vietnam | Bắc Kạn | Bac Kan | 22.1333 | 105.8333 | Vietnam | VN | VNM | Bắc Kạn | admin | 29227 | 1704000217
Bạc Liêu, Bạc Liêu, Vietnam | Bạc Liêu | Bac Lieu | 9.2833 | 105.7167 | Vietnam | VN | VNM | Bạc Liêu | admin | 225000 | 1704298745
Bắc Ninh, Bắc Ninh, Vietnam | Bắc Ninh | Bac Ninh | 21.1861 | 106.0763 | Vietnam | VN | VNM | Bắc Ninh | admin | 520000 | 1704025181
Bacabal, Maranhão, Brazil | Bacabal | Bacabal | -4.23 | -44.8 | Brazil | BR | BRA | Maranhão |  | 72372 | 1076125117
Bacalar, Quintana Roo, Mexico | Bacalar | Bacalar | 18.6769 | -88.3953 | Mexico | MX | MEX | Quintana Roo |  | 11084 | 1484206678
Bacău, Bacău, Romania | Bacău | Bacau | 46.5833 | 26.9167 | Romania | RO | ROU | Bacău | admin | 144307 | 1642838304
Bacchus Marsh, Victoria, Australia | Bacchus Marsh | Bacchus Marsh | -37.675 | 144.4389 | Australia | AU | AUS | Victoria |  | 22223 | 1036524751
Bačka Palanka, Bačka Palanka, Serbia | Bačka Palanka | Backa Palanka | 45.2506 | 19.3886 | Serbia | RS | SRB | Bačka Palanka | admin | 29449 | 1688918464
Bačka Topola, Bačka Topola, Serbia | Bačka Topola | Backa Topola | 45.8089 | 19.635 | Serbia | RS | SRB | Bačka Topola | admin | 16171 | 1688533352
Bački Petrovac, Bački Petrovac, Serbia | Bački Petrovac | Backi Petrovac | 45.3564 | 19.5883 | Serbia | RS | SRB | Bački Petrovac | admin | 6727 | 1688400393
Backnang, Baden-Württemberg, Germany | Backnang | Backnang | 48.9464 | 9.4306 | Germany | DE | DEU | Baden-Württemberg |  | 37253 | 1276031423
Bacliff, Texas, United States | Bacliff | Bacliff | 29.5077 | -94.988 | United States | US | USA | Texas |  | 10649 | 1840018273
Bacolod, Bacolod, Philippines | Bacolod | Bacolod | 10.6765 | 122.9509 | Philippines | PH | PHL | Bacolod | admin | 561875 | 1608244137
Bacoor, Cavite, Philippines | Bacoor | Bacoor | 14.4624 | 120.9645 | Philippines | PH | PHL | Cavite |  | 600609 | 1608869358
Bácsalmás, Bács-Kiskun, Hungary | Bácsalmás | Bacsalmas | 46.1239 | 19.3261 | Hungary | HU | HUN | Bács-Kiskun | minor | 6453 | 1348610453
Bacup, Lancashire, United Kingdom | Bacup | Bacup | 53.704 | -2.199 | United Kingdom | GB | GBR | Lancashire |  | 13323 | 1826120221
Bad Aibling, Bavaria, Germany | Bad Aibling | Bad Aibling | 47.865 | 12.0097 | Germany | DE | DEU | Bavaria |  | 19100 | 1276844408
Bad Bentheim, Lower Saxony, Germany | Bad Bentheim | Bad Bentheim | 52.3031 | 7.1597 | Germany | DE | DEU | Lower Saxony |  | 15486 | 1276319622
Bad Bergzabern, Rhineland-Palatinate, Germany | Bad Bergzabern | Bad Bergzabern | 49.1031 | 7.9989 | Germany | DE | DEU | Rhineland-Palatinate |  | 8124 | 1276024319
Bad Berleburg, North Rhine-Westphalia, Germany | Bad Berleburg | Bad Berleburg | 51.0497 | 8.4 | Germany | DE | DEU | North Rhine-Westphalia |  | 19446 | 1276128056
Bad Bevensen, Lower Saxony, Germany | Bad Bevensen | Bad Bevensen | 53.0792 | 10.5833 | Germany | DE | DEU | Lower Saxony |  | 9122 | 1276837566
Bad Blankenburg, Thuringia, Germany | Bad Blankenburg | Bad Blankenburg | 50.6833 | 11.2667 | Germany | DE | DEU | Thuringia |  | 6407 | 1276181009
Bad Bramstedt, Schleswig-Holstein, Germany | Bad Bramstedt | Bad Bramstedt | 53.9186 | 9.8844 | Germany | DE | DEU | Schleswig-Holstein |  | 14420 | 1276793883
Bad Breisig, Rhineland-Palatinate, Germany | Bad Breisig | Bad Breisig | 50.5092 | 7.2964 | Germany | DE | DEU | Rhineland-Palatinate |  | 9460 | 1276102640
Bad Brückenau, Bavaria, Germany | Bad Brückenau | Bad Bruckenau | 50.3091 | 9.7871 | Germany | DE | DEU | Bavaria |  | 6449 | 1276227003
Bad Camberg, Hesse, Germany | Bad Camberg | Bad Camberg | 50.3 | 8.2667 | Germany | DE | DEU | Hesse |  | 14263 | 1276097713
Bad Driburg, North Rhine-Westphalia, Germany | Bad Driburg | Bad Driburg | 51.7333 | 9.0167 | Germany | DE | DEU | North Rhine-Westphalia |  | 19002 | 1276571920
Bad Düben, Saxony, Germany | Bad Düben | Bad Duben | 51.5919 | 12.5853 | Germany | DE | DEU | Saxony |  | 7865 | 1276208860
Bad Dürkheim, Rhineland-Palatinate, Germany | Bad Dürkheim | Bad Durkheim | 49.4618 | 8.1724 | Germany | DE | DEU | Rhineland-Palatinate | minor | 18476 | 1276602357
Bad Dürrenberg, Saxony-Anhalt, Germany | Bad Dürrenberg | Bad Durrenberg | 51.2955 | 12.0658 | Germany | DE | DEU | Saxony-Anhalt |  | 11643 | 1276847644
Bad Dürrheim, Baden-Württemberg, Germany | Bad Dürrheim | Bad Durrheim | 48.0167 | 8.5333 | Germany | DE | DEU | Baden-Württemberg |  | 13260 | 1276778010
Bad Ems, Rhineland-Palatinate, Germany | Bad Ems | Bad Ems | 50.3381 | 7.7106 | Germany | DE | DEU | Rhineland-Palatinate | minor | 9681 | 1276819164
Bad Fallingbostel, Lower Saxony, Germany | Bad Fallingbostel | Bad Fallingbostel | 52.8675 | 9.6967 | Germany | DE | DEU | Lower Saxony | minor | 11852 | 1276618111
Bad Frankenhausen, Thuringia, Germany | Bad Frankenhausen | Bad Frankenhausen | 51.3558 | 11.1011 | Germany | DE | DEU | Thuringia |  | 10230 | 1276187719
Bad Freienwalde, Brandenburg, Germany | Bad Freienwalde | Bad Freienwalde | 52.7856 | 14.0325 | Germany | DE | DEU | Brandenburg |  | 12365 | 1276111750
Bad Gandersheim, Lower Saxony, Germany | Bad Gandersheim | Bad Gandersheim | 51.8719 | 10.0253 | Germany | DE | DEU | Lower Saxony |  | 9823 | 1276778177
Bad Hall, Oberösterreich, Austria | Bad Hall | Bad Hall | 48.0344 | 14.2097 | Austria | AT | AUT | Oberösterreich |  | 5043 | 1040705265
Bad Harzburg, Lower Saxony, Germany | Bad Harzburg | Bad Harzburg | 51.8828 | 10.5617 | Germany | DE | DEU | Lower Saxony |  | 21945 | 1276192309
Bad Herrenalb, Baden-Württemberg, Germany | Bad Herrenalb | Bad Herrenalb | 48.8006 | 8.4408 | Germany | DE | DEU | Baden-Württemberg |  | 7948 | 1276660530
Bad Hersfeld, Hesse, Germany | Bad Hersfeld | Bad Hersfeld | 50.8683 | 9.7067 | Germany | DE | DEU | Hesse | minor | 29800 | 1276923242
Bad Homburg, Hesse, Germany | Bad Homburg | Bad Homburg | 50.2292 | 8.6105 | Germany | DE | DEU | Hesse | minor | 54248 | 1276019348
Bad Honnef am Rhein, North Rhine-Westphalia, Germany | Bad Honnef am Rhein | Bad Honnef am Rhein | 50.645 | 7.2269 | Germany | DE | DEU | North Rhine-Westphalia |  | 25816 | 1276512885
Bad Hönningen, Rhineland-Palatinate, Germany | Bad Hönningen | Bad Honningen | 50.5178 | 7.3086 | Germany | DE | DEU | Rhineland-Palatinate |  | 5920 | 1276936737
Bad Iburg, Lower Saxony, Germany | Bad Iburg | Bad Iburg | 52.1592 | 8.0472 | Germany | DE | DEU | Lower Saxony |  | 10661 | 1276794541
Bad Ischl, Oberösterreich, Austria | Bad Ischl | Bad Ischl | 47.7115 | 13.6239 | Austria | AT | AUT | Oberösterreich |  | 14133 | 1040620508
Bad Kissingen, Bavaria, Germany | Bad Kissingen | Bad Kissingen | 50.2 | 10.0667 | Germany | DE | DEU | Bavaria | minor | 22444 | 1276216676
Bad König, Hesse, Germany | Bad König | Bad Konig | 49.7413 | 9.0071 | Germany | DE | DEU | Hesse |  | 9762 | 1276917706
Bad Königshofen im Grabfeld, Bavaria, Germany | Bad Königshofen im Grabfeld | Bad Konigshofen im Grabfeld | 50.2992 | 10.4667 | Germany | DE | DEU | Bavaria |  | 5984 | 1276522845
Bad Kreuznach, Rhineland-Palatinate, Germany | Bad Kreuznach | Bad Kreuznach | 49.8469 | 7.8669 | Germany | DE | DEU | Rhineland-Palatinate | minor | 50948 | 1276733459
Bad Krozingen, Baden-Württemberg, Germany | Bad Krozingen | Bad Krozingen | 47.9181 | 7.7025 | Germany | DE | DEU | Baden-Württemberg |  | 19644 | 1276964772
Bad Laasphe, North Rhine-Westphalia, Germany | Bad Laasphe | Bad Laasphe | 50.9303 | 8.4167 | Germany | DE | DEU | North Rhine-Westphalia |  | 13565 | 1276330247
Bad Langensalza, Thuringia, Germany | Bad Langensalza | Bad Langensalza | 51.1081 | 10.6467 | Germany | DE | DEU | Thuringia |  | 17441 | 1276854476
Bad Lauchstädt, Saxony-Anhalt, Germany | Bad Lauchstädt | Bad Lauchstadt | 51.3865 | 11.8696 | Germany | DE | DEU | Saxony-Anhalt |  | 8783 | 1276634742
Bad Lausick, Saxony, Germany | Bad Lausick | Bad Lausick | 51.1447 | 12.6453 | Germany | DE | DEU | Saxony |  | 8005 | 1276355841
Bad Lauterberg, Lower Saxony, Germany | Bad Lauterberg | Bad Lauterberg | 51.6317 | 10.4706 | Germany | DE | DEU | Lower Saxony |  | 10269 | 1276934554
Bad Liebenstein, Thuringia, Germany | Bad Liebenstein | Bad Liebenstein | 50.8144 | 10.3542 | Germany | DE | DEU | Thuringia |  | 7786 | 1276199299
Bad Liebenwerda, Brandenburg, Germany | Bad Liebenwerda | Bad Liebenwerda | 51.5167 | 13.4 | Germany | DE | DEU | Brandenburg |  | 9188 | 1276044120
Bad Liebenzell, Baden-Württemberg, Germany | Bad Liebenzell | Bad Liebenzell | 48.7742 | 8.7314 | Germany | DE | DEU | Baden-Württemberg |  | 9573 | 1276138487
Bad Lippspringe, North Rhine-Westphalia, Germany | Bad Lippspringe | Bad Lippspringe | 51.7833 | 8.8167 | Germany | DE | DEU | North Rhine-Westphalia |  | 16089 | 1276944431
Bad Marienberg, Rhineland-Palatinate, Germany | Bad Marienberg | Bad Marienberg | 50.6519 | 7.9522 | Germany | DE | DEU | Rhineland-Palatinate |  | 5961 | 1276727576
Bad Mergentheim, Baden-Württemberg, Germany | Bad Mergentheim | Bad Mergentheim | 49.5 | 9.7667 | Germany | DE | DEU | Baden-Württemberg |  | 23704 | 1276714498
Bad Münder am Deister, Lower Saxony, Germany | Bad Münder am Deister | Bad Munder am Deister | 52.1992 | 9.4653 | Germany | DE | DEU | Lower Saxony |  | 17465 | 1276351668
Bad Münstereifel, North Rhine-Westphalia, Germany | Bad Münstereifel | Bad Munstereifel | 50.5531 | 6.7661 | Germany | DE | DEU | North Rhine-Westphalia |  | 17299 | 1276172917
Bad Nauheim, Hesse, Germany | Bad Nauheim | Bad Nauheim | 50.3667 | 8.75 | Germany | DE | DEU | Hesse |  | 32163 | 1276664999
Bad Nenndorf, Lower Saxony, Germany | Bad Nenndorf | Bad Nenndorf | 52.3369 | 9.3786 | Germany | DE | DEU | Lower Saxony |  | 11144 | 1276123356
Bad Neuenahr-Ahrweiler, Rhineland-Palatinate, Germany | Bad Neuenahr-Ahrweiler | Bad Neuenahr-Ahrweiler | 50.5447 | 7.1133 | Germany | DE | DEU | Rhineland-Palatinate | minor | 28251 | 1276768738
Bad Neustadt, Bavaria, Germany | Bad Neustadt | Bad Neustadt | 50.3219 | 10.2161 | Germany | DE | DEU | Bavaria | minor | 15411 | 1276106311
Bad Oeynhausen, North Rhine-Westphalia, Germany | Bad Oeynhausen | Bad Oeynhausen | 52.2 | 8.8 | Germany | DE | DEU | North Rhine-Westphalia |  | 48702 | 1276503412
Bad Oldesloe, Schleswig-Holstein, Germany | Bad Oldesloe | Bad Oldesloe | 53.8117 | 10.3742 | Germany | DE | DEU | Schleswig-Holstein | minor | 24744 | 1276683854
Bad Orb, Hesse, Germany | Bad Orb | Bad Orb | 50.2167 | 9.35 | Germany | DE | DEU | Hesse |  | 10020 | 1276166672
Bad Pyrmont, Lower Saxony, Germany | Bad Pyrmont | Bad Pyrmont | 51.9867 | 9.2636 | Germany | DE | DEU | Lower Saxony |  | 19090 | 1276800450
Bad Rappenau, Baden-Württemberg, Germany | Bad Rappenau | Bad Rappenau | 49.2389 | 9.1028 | Germany | DE | DEU | Baden-Württemberg |  | 21398 | 1276726877
Bad Reichenhall, Bavaria, Germany | Bad Reichenhall | Bad Reichenhall | 47.7247 | 12.8769 | Germany | DE | DEU | Bavaria | minor | 18278 | 1276059039
Bad Sachsa, Lower Saxony, Germany | Bad Sachsa | Bad Sachsa | 51.5969 | 10.5522 | Germany | DE | DEU | Lower Saxony |  | 7346 | 1276052147
Bad Säckingen, Baden-Württemberg, Germany | Bad Säckingen | Bad Sackingen | 47.5533 | 7.9472 | Germany | DE | DEU | Baden-Württemberg |  | 17144 | 1276877057
Bad Salzdetfurth, Lower Saxony, Germany | Bad Salzdetfurth | Bad Salzdetfurth | 52.0578 | 10.0058 | Germany | DE | DEU | Lower Saxony |  | 13145 | 1276420532
Bad Salzuflen, North Rhine-Westphalia, Germany | Bad Salzuflen | Bad Salzuflen | 52.0875 | 8.7506 | Germany | DE | DEU | North Rhine-Westphalia |  | 54127 | 1276526163
Bad Salzungen, Thuringia, Germany | Bad Salzungen | Bad Salzungen | 50.8117 | 10.2333 | Germany | DE | DEU | Thuringia | minor | 20244 | 1276249222
Bad Schmiedeberg, Saxony-Anhalt, Germany | Bad Schmiedeberg | Bad Schmiedeberg | 51.6881 | 12.7375 | Germany | DE | DEU | Saxony-Anhalt |  | 8222 | 1276417789
Bad Schussenried, Baden-Württemberg, Germany | Bad Schussenried | Bad Schussenried | 48.0067 | 9.6586 | Germany | DE | DEU | Baden-Württemberg |  | 8734 | 1276967245
Bad Schwalbach, Hesse, Germany | Bad Schwalbach | Bad Schwalbach | 50.1401 | 8.0694 | Germany | DE | DEU | Hesse | minor | 11187 | 1276875328
Bad Schwartau, Schleswig-Holstein, Germany | Bad Schwartau | Bad Schwartau | 53.9194 | 10.6975 | Germany | DE | DEU | Schleswig-Holstein |  | 20036 | 1276687859
Bad Segeberg, Schleswig-Holstein, Germany | Bad Segeberg | Bad Segeberg | 53.9356 | 10.3089 | Germany | DE | DEU | Schleswig-Holstein | minor | 17267 | 1276181220
Bad Soden am Taunus, Hesse, Germany | Bad Soden am Taunus | Bad Soden am Taunus | 50.1424 | 8.4997 | Germany | DE | DEU | Hesse |  | 22645 | 1276847418
Bad Soden-Salmünster, Hesse, Germany | Bad Soden-Salmünster | Bad Soden-Salmunster | 50.2833 | 9.3667 | Germany | DE | DEU | Hesse |  | 13370 | 1276069295
Bad Sooden-Allendorf, Hesse, Germany | Bad Sooden-Allendorf | Bad Sooden-Allendorf | 51.2667 | 9.9667 | Germany | DE | DEU | Hesse |  | 8675 | 1276874812
Bad Tölz, Bavaria, Germany | Bad Tölz | Bad Tolz | 47.7603 | 11.5567 | Germany | DE | DEU | Bavaria | minor | 18802 | 1276892151
Bad Urach, Baden-Württemberg, Germany | Bad Urach | Bad Urach | 48.4932 | 9.3989 | Germany | DE | DEU | Baden-Württemberg |  | 12472 | 1276416917
Bad Vilbel, Hesse, Germany | Bad Vilbel | Bad Vilbel | 50.1781 | 8.7361 | Germany | DE | DEU | Hesse |  | 33990 | 1276387851
Bad Vöslau, Niederösterreich, Austria | Bad Vöslau | Bad Voslau | 47.9669 | 16.2144 | Austria | AT | AUT | Niederösterreich |  | 11844 | 1040153986
Bad Waldsee, Baden-Württemberg, Germany | Bad Waldsee | Bad Waldsee | 47.9211 | 9.7519 | Germany | DE | DEU | Baden-Württemberg |  | 20308 | 1276818086
Bad Wildbad, Baden-Württemberg, Germany | Bad Wildbad | Bad Wildbad | 48.7503 | 8.5506 | Germany | DE | DEU | Baden-Württemberg |  | 10130 | 1276260316
Bad Wildungen, Hesse, Germany | Bad Wildungen | Bad Wildungen | 51.1167 | 9.1167 | Germany | DE | DEU | Hesse |  | 17137 | 1276828659
Bad Wimpfen, Baden-Württemberg, Germany | Bad Wimpfen | Bad Wimpfen | 49.2306 | 9.1631 | Germany | DE | DEU | Baden-Württemberg |  | 7359 | 1276487458
Bad Windsheim, Bavaria, Germany | Bad Windsheim | Bad Windsheim | 49.5 | 10.4167 | Germany | DE | DEU | Bavaria |  | 12382 | 1276120612
Bad Wörishofen, Bavaria, Germany | Bad Wörishofen | Bad Worishofen | 48.0058 | 10.5969 | Germany | DE | DEU | Bavaria |  | 15963 | 1276068961
Bad Wurzach, Baden-Württemberg, Germany | Bad Wurzach | Bad Wurzach | 47.9094 | 9.8994 | Germany | DE | DEU | Baden-Württemberg |  | 14651 | 1276243830
Badajoz, Extremadura, Spain | Badajoz | Badajoz | 38.8803 | -6.9753 | Spain | ES | ESP | Extremadura | minor | 150702 | 1724759742
Badalona, Catalonia, Spain | Badalona | Badalona | 41.4333 | 2.2333 | Spain | ES | ESP | Catalonia |  | 220440 | 1724090334
Bade, Taoyuan, Taiwan | Bade | Bade | 24.9575 | 121.2989 | Taiwan | TW | TWN | Taoyuan |  | 172065 | 1158126203
Baden, Aargau, Switzerland | Baden | Baden | 47.4729 | 8.308 | Switzerland | CH | CHE | Aargau |  | 19122 | 1756517451
Baden-Baden, Baden-Württemberg, Germany | Baden-Baden | Baden-Baden | 48.7619 | 8.2408 | Germany | DE | DEU | Baden-Württemberg | minor | 55123 | 1276150269
Badger, Alaska, United States | Badger | Badger | 64.8006 | -147.3877 | United States | US | USA | Alaska |  | 18792 | 1840023690
Badulla, Uva, Sri Lanka | Badulla | Badulla | 6.9847 | 81.0564 | Sri Lanka | LK | LKA | Uva | admin | 42923 | 1144962750
Badvel, Andhra Pradesh, India | Badvel | Badvel | 14.75 | 79.05 | India | IN | IND | Andhra Pradesh |  | 70626 | 1356145368
Bady Bassitt, São Paulo, Brazil | Bady Bassitt | Bady Bassitt | -20.9178 | -49.445 | Brazil | BR | BRA | São Paulo |  | 16359 | 1076001081
Baesweiler, North Rhine-Westphalia, Germany | Baesweiler | Baesweiler | 50.9 | 6.1833 | Germany | DE | DEU | North Rhine-Westphalia |  | 27033 | 1276109783
Bafang, Ouest, Cameroon | Bafang | Bafang | 5.1704 | 10.18 | Cameroon | CM | CMR | Ouest |  | 93145 | 1120889812
Bafatá, Bafatá, Guinea-Bissau | Bafatá | Bafata | 12.1719 | -14.6575 | Guinea-Bissau | GW | GNB | Bafatá | admin | 22501 | 1624735310
Bafia, Centre, Cameroon | Bafia | Bafia | 4.7425 | 11.2247 | Cameroon | CM | CMR | Centre |  | 69270 | 1120310806
Bafoulabé, Kayes, Mali | Bafoulabé | Bafoulabe | 13.8064 | -10.8322 | Mali | ML | MLI | Kayes | minor | 26823 | 1466740370
Bafoussam, Ouest, Cameroon | Bafoussam | Bafoussam | 5.4667 | 10.4167 | Cameroon | CM | CMR | Ouest | admin | 290768 | 1120435460
Bafra, Samsun, Turkey | Bafra | Bafra | 41.5682 | 35.9069 | Turkey | TR | TUR | Samsun | minor | 97452 | 1792560571
Bāft, Kermān, Iran | Bāft | Baft | 29.2331 | 56.6022 | Iran | IR | IRN | Kermān | minor | 41105 | 1364013464
Bafwasende, Tshopo, Congo (Kinshasa) | Bafwasende | Bafwasende | 1.0838 | 27.2666 | Congo (Kinshasa) | CD | COD | Tshopo |  | 149 | 1180841746
Bagamoyo, Coast, Tanzania | Bagamoyo | Bagamoyo | -6.4333 | 38.9 | Tanzania | TZ | TZA | Coast |  | 35000 | 1834546518
Bagdarin, Buryatiya, Russia | Bagdarin | Bagdarin | 54.4333 | 113.6 | Russia | RU | RUS | Buryatiya |  | 4676 | 1643127681
Bagé, Rio Grande do Sul, Brazil | Bagé | Bage | -31.32 | -54.1 | Brazil | BR | BRA | Rio Grande do Sul |  | 106098 | 1076515015
Baghdad, Baghdād, Iraq | Baghdad | Baghdad | 33.35 | 44.4167 | Iraq | IQ | IRQ | Baghdād | primary | 5796000 | 1368596238
Baghlān, Baghlān, Afghanistan | Baghlān | Baghlan | 36.1328 | 68.7 | Afghanistan | AF | AFG | Baghlān | minor | 39228 | 1004943705
Bāglung, Dhawalāgiri, Nepal | Bāglung | Baglung | 28.2667 | 83.5833 | Nepal | NP | NPL | Dhawalāgiri |  | 23296 | 1524266307
Bagneux, Île-de-France, France | Bagneux | Bagneux | 48.7983 | 2.3137 | France | FR | FRA | Île-de-France |  | 40918 | 1250888157
Bagnolet, Île-de-France, France | Bagnolet | Bagnolet | 48.8692 | 2.4181 | France | FR | FRA | Île-de-France |  | 35674 | 1250335183
Bago, Bago, Burma | Bago | Bago | 17.3433 | 96.4981 | Burma | MM | MMR | Bago | admin | 284179 | 1104027443
Bago, Negros Occidental, Philippines | Bago | Bago | 10.5388 | 122.8384 | Philippines | PH | PHL | Negros Occidental |  | 170981 | 1608943172
Bagrationovsk, Kaliningradskaya Oblast’, Russia | Bagrationovsk | Bagrationovsk | 54.3833 | 20.6333 | Russia | RU | RUS | Kaliningradskaya Oblast’ | minor | 6482 | 1643211055
Bagshot, Surrey, United Kingdom | Bagshot | Bagshot | 51.3607 | -0.6982 | United Kingdom | GB | GBR | Surrey |  | 5592 | 1826197366
Bagua Grande, Amazonas, Peru | Bagua Grande | Bagua Grande | -5.7572 | -78.4453 | Peru | PE | PER | Amazonas |  | 40947 | 1604518174
Baguio City, Baguio, Philippines | Baguio City | Baguio City | 16.4152 | 120.5956 | Philippines | PH | PHL | Baguio | admin | 345366 | 1608164766
Baguley, Manchester, United Kingdom | Baguley | Baguley | 53.399 | -2.276 | United Kingdom | GB | GBR | Manchester |  | 14794 | 1826354552
Baharampur, West Bengal, India | Baharampur | Baharampur | 24.1 | 88.25 | India | IN | IND | West Bengal |  | 195223 | 1356612685
Bahawalpur, Punjab, Pakistan | Bahawalpur | Bahawalpur | 29.3956 | 71.6722 | Pakistan | PK | PAK | Punjab | minor | 681696 | 1586038700
Bahía Blanca, Buenos Aires, Argentina | Bahía Blanca | Bahia Blanca | -38.7167 | -62.2667 | Argentina | AR | ARG | Buenos Aires | minor | 299101 | 1032795766
Bahía de Caráquez, Manabí, Ecuador | Bahía de Caráquez | Bahia de Caraquez | -0.6 | -80.425 | Ecuador | EC | ECU | Manabí |  | 20921 | 1218764402
Bahía Honda, Artemisa, Cuba | Bahía Honda | Bahia Honda | 22.9064 | -83.1639 | Cuba | CU | CUB | Artemisa | minor | 43483 | 1192503832
Bahir Dar, Āmara, Ethiopia | Bahir Dar | Bahir Dar | 11.585 | 37.39 | Ethiopia | ET | ETH | Āmara | admin | 243300 | 1231784118
Bahman, Fārs, Iran | Bahman | Bahman | 31.1942 | 52.4839 | Iran | IR | IRN | Fārs |  | 6484 | 1364686179
Bahraigh, Uttar Pradesh, India | Bahraigh | Bahraigh | 27.6204 | 81.6699 | India | IN | IND | Uttar Pradesh |  | 182218 | 1356833304
Baia de Aramă, Mehedinţi, Romania | Baia de Aramă | Baia de Arama | 45 | 22.8114 | Romania | RO | ROU | Mehedinţi |  | 5349 | 1642701435
Baia Mare, Maramureş, Romania | Baia Mare | Baia Mare | 47.6597 | 23.5819 | Romania | RO | ROU | Maramureş | admin | 123738 | 1642459769
Baião, Porto, Portugal | Baião | Baiao | 41.1667 | -8.0333 | Portugal | PT | PRT | Porto | minor | 20522 | 1620277576
Baia-Sprie, Maramureş, Romania | Baia-Sprie | Baia-Sprie | 47.6608 | 23.6886 | Romania | RO | ROU | Maramureş |  | 15476 | 1642427641
Baicheng, Guangxi, China | Baicheng | Baicheng | 23.901 | 106.6194 | China | CN | CHN | Guangxi | minor | 3466758 | 1156981113
Baicheng, Jilin, China | Baicheng | Baicheng | 45.6148 | 122.832 | China | CN | CHN | Jilin | minor | 386861 | 1156435764
Băicoi, Prahova, Romania | Băicoi | Baicoi | 45.0453 | 25.8658 | Romania | RO | ROU | Prahova |  | 17981 | 1642646801
Baidoa, Bay, Somalia | Baidoa | Baidoa | 3.1167 | 43.65 | Somalia | SO | SOM | Bay | admin | 129839 | 1706563100
Baidyabāti, West Bengal, India | Baidyabāti | Baidyabati | 22.79 | 88.32 | India | IN | IND | West Bengal |  | 121110 | 1356079081
Baie-Comeau, Quebec, Canada | Baie-Comeau | Baie-Comeau | 49.2167 | -68.15 | Canada | CA | CAN | Quebec |  | 21536 | 1124859576
Baiersdorf, Bavaria, Germany | Baiersdorf | Baiersdorf | 49.6564 | 11.0328 | Germany | DE | DEU | Bavaria |  | 7794 | 1276096763
Baie-Saint-Paul, Quebec, Canada | Baie-Saint-Paul | Baie-Saint-Paul | 47.45 | -70.5 | Canada | CA | CAN | Quebec |  | 7146 | 1124415452
Baikonur, Qyzylorda, Kazakhstan | Baikonur | Baikonur | 45.63 | 63.314 | Kazakhstan | KZ | KAZ | Qyzylorda |  | 39161 | 1398535530
Baildon, Bradford, United Kingdom | Baildon | Baildon | 53.851 | -1.763 | United Kingdom | GB | GBR | Bradford |  | 15360 | 1826493288
Băile Herculane, Caraş-Severin, Romania | Băile Herculane | Baile Herculane | 44.8772 | 22.4175 | Romania | RO | ROU | Caraş-Severin |  | 5008 | 1642980353
Bailey's Crossroads, Virginia, United States | Bailey's Crossroads | Bailey's Crossroads | 38.8477 | -77.1305 | United States | US | USA | Virginia |  | 24570 | 1840037327
Bainbridge, Georgia, United States | Bainbridge | Bainbridge | 30.9046 | -84.5727 | United States | US | USA | Georgia |  | 11529 | 1840013899
Bainbridge Island, Washington, United States | Bainbridge Island | Bainbridge Island | 47.6439 | -122.5434 | United States | US | USA | Washington |  | 25298 | 1840018409
Baiquan, Heilongjiang, China | Baiquan | Baiquan | 47.6018 | 126.0819 | China | CN | CHN | Heilongjiang | minor | 70472 | 1156009118
Bairnsdale, Victoria, Australia | Bairnsdale | Bairnsdale | -37.8333 | 147.6167 | Australia | AU | AUS | Victoria |  | 7580 | 1036432237
Bais, Negros Oriental, Philippines | Bais | Bais | 9.5907 | 123.1213 | Philippines | PH | PHL | Negros Oriental |  | 76291 | 1608298426
Baisha, Zhejiang, China | Baisha | Baisha | 29.4774 | 119.2853 | China | CN | CHN | Zhejiang |  | 446000 | 1156988315
Baishan, Jilin, China | Baishan | Baishan | 41.9377 | 126.4179 | China | CN | CHN | Jilin | minor | 330000 | 1156960624
Baiyin, Gansu, China | Baiyin | Baiyin | 36.5448 | 104.1766 | China | CN | CHN | Gansu | minor | 1799000 | 1156140738
Baja, Bács-Kiskun, Hungary | Baja | Baja | 46.1833 | 18.9536 | Hungary | HU | HUN | Bács-Kiskun | minor | 34788 | 1348727226
Bājil, Al Ḩudaydah, Yemen | Bājil | Bajil | 15.0583 | 43.285 | Yemen | YE | YEM | Al Ḩudaydah | minor | 46005 | 1887795650
Bajina Bašta, Bajina Bašta, Serbia | Bajina Bašta | Bajina Basta | 43.9731 | 19.5597 | Serbia | RS | SRB | Bajina Bašta | admin | 26022 | 1688643521
Bajram Curri, Kukës, Albania | Bajram Curri | Bajram Curri | 42.3582 | 20.076 | Albania | AL | ALB | Kukës |  | 5340 | 1008251523
Bakal, Chelyabinskaya Oblast’, Russia | Bakal | Bakal | 54.9333 | 58.8 | Russia | RU | RUS | Chelyabinskaya Oblast’ |  | 19264 | 1643146722
Baker, Louisiana, United States | Baker | Baker | 30.5833 | -91.1581 | United States | US | USA | Louisiana |  | 13194 | 1840013939
Baker City, Oregon, United States | Baker City | Baker City | 44.7749 | -117.832 | United States | US | USA | Oregon |  | 9499 | 1840018587
Bakersfield, California, United States | Bakersfield | Bakersfield | 35.3529 | -119.0359 | United States | US | USA | California |  | 579295 | 1840019148
Bakhchysaray, Krym, Avtonomna Respublika, Ukraine | Bakhchysaray | Bakhchysaray | 44.7528 | 33.8608 | Ukraine | UA | UKR | Krym, Avtonomna Respublika | minor | 27351 | 1804779344
Bakhmut, Donets’ka Oblast’, Ukraine | Bakhmut | Bakhmut | 48.6044 | 38.0067 | Ukraine | UA | UKR | Donets’ka Oblast’ | minor | 75798 | 1804007616
Bakjagol, Gyeongbuk, Korea, South | Bakjagol | Bakjagol | 36.043 | 128.0484 | Korea, South | KR | KOR | Gyeongbuk | admin |  | 1410011924
Bakov nad Jizerou, Středočeský Kraj, Czechia | Bakov nad Jizerou | Bakov nad Jizerou | 50.4824 | 14.9416 | Czechia | CZ | CZE | Středočeský Kraj |  | 5175 | 1203963920
Baksan, Kabardino-Balkariya, Russia | Baksan | Baksan | 43.6833 | 43.5333 | Russia | RU | RUS | Kabardino-Balkariya |  | 38192 | 1643894887
Baku, Bakı, Azerbaijan | Baku | Baku | 40.3667 | 49.8352 | Azerbaijan | AZ | AZE | Bakı | primary | 2181800 | 1031946365
Balabanovo, Kaluzhskaya Oblast’, Russia | Balabanovo | Balabanovo | 55.1833 | 36.65 | Russia | RU | RUS | Kaluzhskaya Oblast’ |  | 25608 | 1643544515
Balad, Şalāḩ ad Dīn, Iraq | Balad | Balad | 34.0147 | 44.1456 | Iraq | IQ | IRQ | Şalāḩ ad Dīn | minor | 80000 | 1368077707
Balaka, Balaka, Malawi | Balaka | Balaka | -14.9889 | 34.9591 | Malawi | MW | MWI | Balaka | admin |  | 1454732693
Balakən, Balakən, Azerbaijan | Balakən | Balakan | 41.7233 | 46.3919 | Azerbaijan | AZ | AZE | Balakən | admin | 8134 | 1031370082
Balakliia, Kharkivs’ka Oblast’, Ukraine | Balakliia | Balakliia | 49.4564 | 36.8389 | Ukraine | UA | UKR | Kharkivs’ka Oblast’ | minor | 28868 | 1804852516
Balakovo, Saratovskaya Oblast’, Russia | Balakovo | Balakovo | 52.039 | 47.7839 | Russia | RU | RUS | Saratovskaya Oblast’ |  | 191260 | 1643480033
Bălan, Harghita, Romania | Bălan | Balan | 46.6497 | 25.81 | Romania | RO | ROU | Harghita |  | 6115 | 1642727004
Balancán, Tabasco, Mexico | Balancán | Balancan | 17.8 | -91.53 | Mexico | MX | MEX | Tabasco | minor | 11895 | 1484783192
Balanga, Bataan, Philippines | Balanga | Balanga | 14.6833 | 120.5333 | Philippines | PH | PHL | Bataan | admin | 96061 | 1608467104
Balashikha, Moskovskaya Oblast’, Russia | Balashikha | Balashikha | 55.8 | 37.95 | Russia | RU | RUS | Moskovskaya Oblast’ |  | 450771 | 1643989845
Balashov, Saratovskaya Oblast’, Russia | Balashov | Balashov | 51.55 | 43.1667 | Russia | RU | RUS | Saratovskaya Oblast’ |  | 76776 | 1643009402
Balassagyarmat, Nógrád, Hungary | Balassagyarmat | Balassagyarmat | 48.0712 | 19.2937 | Hungary | HU | HUN | Nógrád | minor | 14873 | 1348612236
Balatonalmádi, Veszprém, Hungary | Balatonalmádi | Balatonalmadi | 47.0292 | 18.0219 | Hungary | HU | HUN | Veszprém | minor | 8640 | 1348907128
Balatonboglár, Somogy, Hungary | Balatonboglár | Balatonboglar | 46.7667 | 17.6667 | Hungary | HU | HUN | Somogy |  | 5798 | 1348399823
Balatonfüred, Veszprém, Hungary | Balatonfüred | Balatonfured | 46.95 | 17.8833 | Hungary | HU | HUN | Veszprém | minor | 12923 | 1348517997
Balatonlelle, Somogy, Hungary | Balatonlelle | Balatonlelle | 46.7822 | 17.6757 | Hungary | HU | HUN | Somogy |  | 5223 | 1348471733
Balboa, Panamá, Panama | Balboa | Balboa | 8.9571 | -79.5593 | Panama | PA | PAN | Panamá |  | 62882 | 1591922184
Balcarce, Buenos Aires, Argentina | Balcarce | Balcarce | -37.8464 | -58.2556 | Argentina | AR | ARG | Buenos Aires | minor | 38823 | 1032847478
Balch Springs, Texas, United States | Balch Springs | Balch Springs | 32.7194 | -96.6151 | United States | US | USA | Texas |  | 25007 | 1840019435
Balchik, Dobrich, Bulgaria | Balchik | Balchik | 43.4078 | 28.1622 | Bulgaria | BG | BGR | Dobrich | minor | 13393 | 1100579546
Balderton, Nottinghamshire, United Kingdom | Balderton | Balderton | 53.0549 | -0.7727 | United Kingdom | GB | GBR | Nottinghamshire |  | 9757 | 1826134256
Baldock, Hertfordshire, United Kingdom | Baldock | Baldock | 51.99 | -0.19 | United Kingdom | GB | GBR | Hertfordshire |  | 9900 | 1826427353
Baldone, Baldones Novads, Latvia | Baldone | Baldone | 56.7425 | 24.3908 | Latvia | LV | LVA | Baldones Novads | admin | 3996 | 1428735750
Baldwin, New York, United States | Baldwin | Baldwin | 40.6634 | -73.6104 | United States | US | USA | New York |  | 25134 | 1840005228
Baldwin, Pennsylvania, United States | Baldwin | Baldwin | 40.369 | -79.9668 | United States | US | USA | Pennsylvania |  | 19554 | 1840001201
Baldwin, Wisconsin, United States | Baldwin | Baldwin | 44.954 | -92.3709 | United States | US | USA | Wisconsin |  | 6000 | 1840002136
Baldwin Harbor, New York, United States | Baldwin Harbor | Baldwin Harbor | 40.6296 | -73.6025 | United States | US | USA | New York |  | 7690 | 1840005229
Baldwin Park, California, United States | Baldwin Park | Baldwin Park | 34.0829 | -117.9721 | United States | US | USA | California |  | 75251 | 1840019227
Baldwinsville, New York, United States | Baldwinsville | Baldwinsville | 43.157 | -76.3318 | United States | US | USA | New York |  | 7822 | 1840004330
Baler, Aurora, Philippines | Baler | Baler | 15.7589 | 121.5607 | Philippines | PH | PHL | Aurora | admin |  | 1608495530
Balerno, Edinburgh, City of, United Kingdom | Balerno | Balerno | 55.8852 | -3.3375 | United Kingdom | GB | GBR | Edinburgh, City of |  | 5486 | 1826189671
Baley, Zabaykal’skiy Kray, Russia | Baley | Baley | 51.5833 | 116.6333 | Russia | RU | RUS | Zabaykal’skiy Kray |  | 11151 | 1643419393
Baléyara, Tillabéri, Niger | Baléyara | Baleyara | 13.7841 | 2.9515 | Niger | NE | NER | Tillabéri |  | 16063 | 1562876747
Balham, Wandsworth, United Kingdom | Balham | Balham | 51.4434 | -0.1525 | United Kingdom | GB | GBR | Wandsworth |  | 14751 | 1826329398
Bāli, West Bengal, India | Bāli | Bali | 22.65 | 88.34 | India | IN | IND | West Bengal |  | 293373 | 1356113138
Balıkesir, Balıkesir, Turkey | Balıkesir | Balikesir | 39.6511 | 27.8842 | Turkey | TR | TUR | Balıkesir | admin | 331788 | 1792020804
Balikpapan, Kalimantan Timur, Indonesia | Balikpapan | Balikpapan | -1.1489 | 116.9031 | Indonesia | ID | IDN | Kalimantan Timur |  | 598043 | 1360500922
Balingen, Baden-Württemberg, Germany | Balingen | Balingen | 48.2731 | 8.8506 | Germany | DE | DEU | Baden-Württemberg | minor | 34217 | 1276586382
Balkanabat, Balkan, Turkmenistan | Balkanabat | Balkanabat | 39.5119 | 54.365 | Turkmenistan | TM | TKM | Balkan | admin | 89785 | 1795885709
Balkány, Szabolcs-Szatmár-Bereg, Hungary | Balkány | Balkany | 47.7694 | 21.8569 | Hungary | HU | HUN | Szabolcs-Szatmár-Bereg |  | 6238 | 1348636165
Balkh, Balkh, Afghanistan | Balkh | Balkh | 36.7581 | 66.8989 | Afghanistan | AF | AFG | Balkh | minor | 77000 | 1004654094
Ballarat, Victoria, Australia | Ballarat | Ballarat | -37.55 | 143.85 | Australia | AU | AUS | Victoria |  | 105471 | 1036567186
Ballenger Creek, Maryland, United States | Ballenger Creek | Ballenger Creek | 39.3807 | -77.4205 | United States | US | USA | Maryland |  | 19889 | 1840031490
Ballenstedt, Saxony-Anhalt, Germany | Ballenstedt | Ballenstedt | 51.72 | 11.2375 | Germany | DE | DEU | Saxony-Anhalt |  | 8940 | 1276375352
Ballina, New South Wales, Australia | Ballina | Ballina | -28.8333 | 153.5333 | Australia | AU | AUS | New South Wales |  | 26381 | 1036040102
Ballsh, Fier, Albania | Ballsh | Ballsh | 40.5991 | 19.7359 | Albania | AL | ALB | Fier |  | 7657 | 1008709957
Ballston, New York, United States | Ballston | Ballston | 42.9542 | -73.8794 | United States | US | USA | New York |  | 10763 | 1840087194
Ballston Spa, New York, United States | Ballston Spa | Ballston Spa | 43.0068 | -73.8525 | United States | US | USA | New York |  | 5226 | 1840004254
Ballwin, Missouri, United States | Ballwin | Ballwin | 38.5951 | -90.55 | United States | US | USA | Missouri |  | 30082 | 1840007447
Balmazújváros, Hajdú-Bihar, Hungary | Balmazújváros | Balmazujvaros | 47.6167 | 21.35 | Hungary | HU | HUN | Hajdú-Bihar | minor | 17109 | 1348090687
Baloži, Ķekavas Novads, Latvia | Baloži | Balozi | 56.875 | 24.1194 | Latvia | LV | LVA | Ķekavas Novads |  | 6240 | 1428894887
Balqash, Qaraghandy, Kazakhstan | Balqash | Balqash | 46.85 | 75 | Kazakhstan | KZ | KAZ | Qaraghandy |  | 78002 | 1398134106
Balş, Olt, Romania | Balş | Bals | 44.3542 | 24.0986 | Romania | RO | ROU | Olt |  | 18164 | 1642139572
Balsadero Río Verde, Magallanes y de la Antártica Chilena, Chile | Balsadero Río Verde | Balsadero Rio Verde | -52.65 | -71.4666 | Chile | CL | CHL | Magallanes y de la Antártica Chilena |  | 358 | 1152114092
Bálsamo, São Paulo, Brazil | Bálsamo | Balsamo | -20.735 | -49.5839 | Brazil | BR | BRA | São Paulo |  | 8773 | 1076470597
Balsas, Maranhão, Brazil | Balsas | Balsas | -7.5325 | -46.0356 | Brazil | BR | BRA | Maranhão |  | 68056 | 1076067021
Balta, Odes’ka Oblast’, Ukraine | Balta | Balta | 47.9361 | 29.6225 | Ukraine | UA | UKR | Odes’ka Oblast’ | minor | 19353 | 1804082783
Baltasar Brum, Artigas, Uruguay | Baltasar Brum | Baltasar Brum | -30.73 | -57.32 | Uruguay | UY | URY | Artigas |  | 2517 | 1858039985
Bălţi, Bălţi, Moldova | Bălţi | Balti | 47.7617 | 27.9289 | Moldova | MD | MDA | Bălţi | admin | 144800 | 1498172131
Baltimore, Maryland, United States | Baltimore | Baltimore | 39.3051 | -76.6144 | United States | US | USA | Maryland |  | 2106068 | 1840001592
Baltimore Highlands, Maryland, United States | Baltimore Highlands | Baltimore Highlands | 39.2355 | -76.6367 | United States | US | USA | Maryland |  | 7959 | 1840024447
Baltinava, Baltinavas Novads, Latvia | Baltinava | Baltinava | 56.9439 | 27.644 | Latvia | LV | LVA | Baltinavas Novads | admin |  | 1428769707
Baltiysk, Kaliningradskaya Oblast’, Russia | Baltiysk | Baltiysk | 54.65 | 19.9167 | Russia | RU | RUS | Kaliningradskaya Oblast’ | minor | 33317 | 1643620016
Bālurghāt, West Bengal, India | Bālurghāt | Balurghat | 25.2167 | 88.7667 | India | IN | IND | West Bengal |  | 153279 | 1356496150
Balve, North Rhine-Westphalia, Germany | Balve | Balve | 51.3333 | 7.8667 | Germany | DE | DEU | North Rhine-Westphalia |  | 11361 | 1276429587
Balvi, Balvu Novads, Latvia | Balvi | Balvi | 57.1292 | 27.2667 | Latvia | LV | LVA | Balvu Novads | admin | 6334 | 1428606162
Balykchy, Ysyk-Köl, Kyrgyzstan | Balykchy | Balykchy | 42.4667 | 76.1833 | Kyrgyzstan | KG | KGZ | Ysyk-Köl |  | 42380 | 1417967917
Balyqshy, Atyraū, Kazakhstan | Balyqshy | Balyqshy | 47.0666 | 51.8666 | Kazakhstan | KZ | KAZ | Atyraū |  | 31624 | 1398354265
Balzan, Balzan, Malta | Balzan | Balzan | 35.9003 | 14.455 | Malta | MT | MLT | Balzan | admin |  | 1470875655
Balzar, Guayas, Ecuador | Balzar | Balzar | -1.36 | -79.9 | Ecuador | EC | ECU | Guayas |  | 28794 | 1218257587
Balzers, Balzers, Liechtenstein | Balzers | Balzers | 47.0667 | 9.5025 | Liechtenstein | LI | LIE | Balzers | admin |  | 1438263000
Bam, Kermān, Iran | Bam | Bam | 29.1083 | 58.3583 | Iran | IR | IRN | Kermān | minor | 127396 | 1364697653
Bama, Borno, Nigeria | Bama | Bama | 11.5204 | 13.69 | Nigeria | NG | NGA | Borno | minor | 118121 | 1566590565
Bamako, Bamako, Mali | Bamako | Bamako | 12.6458 | -7.9922 | Mali | ML | MLI | Bamako | primary | 2009109 | 1466965925
Bambari, Ouaka, Central African Republic | Bambari | Bambari | 5.7667 | 20.6833 | Central African Republic | CF | CAF | Ouaka | admin | 41356 | 1140304277
Bamber Bridge, Lancashire, United Kingdom | Bamber Bridge | Bamber Bridge | 53.7281 | -2.6606 | United Kingdom | GB | GBR | Lancashire |  | 12126 | 1826794193
Bamberg, Bavaria, Germany | Bamberg | Bamberg | 49.8917 | 10.8917 | Germany | DE | DEU | Bavaria | minor | 77592 | 1276824274
Bamenda, North-West, Cameroon | Bamenda | Bamenda | 5.9333 | 10.1667 | Cameroon | CM | CMR | North-West | admin | 269530 | 1120909610
Bamiantong, Heilongjiang, China | Bamiantong | Bamiantong | 44.9164 | 130.5212 | China | CN | CHN | Heilongjiang | minor | 330000 | 1156971194
Bāmyān, Bāmyān, Afghanistan | Bāmyān | Bamyan | 34.8167 | 67.8167 | Afghanistan | AF | AFG | Bāmyān | admin | 61863 | 1004274041
Ban Ang Sila, Chon Buri, Thailand | Ban Ang Sila | Ban Ang Sila | 13.3364 | 100.9278 | Thailand | TH | THA | Chon Buri |  | 33053 | 1764931523
Ban Aranyik, Phitsanulok, Thailand | Ban Aranyik | Ban Aranyik | 16.8146 | 100.3051 | Thailand | TH | THA | Phitsanulok |  | 29825 | 1764420565
Ban Bang Kaeo, Samut Prakan, Thailand | Ban Bang Kaeo | Ban Bang Kaeo | 13.6371 | 100.6636 | Thailand | TH | THA | Samut Prakan |  | 56949 | 1764813354
Ban Bang Khu Lat, Nonthaburi, Thailand | Ban Bang Khu Lat | Ban Bang Khu Lat | 13.9134 | 100.369 | Thailand | TH | THA | Nonthaburi |  | 38758 | 1764924013
Ban Bang Krang, Nonthaburi, Thailand | Ban Bang Krang | Ban Bang Krang | 13.8442 | 100.4612 | Thailand | TH | THA | Nonthaburi |  | 23010 | 1764797592
Ban Bang Mae Nang, Nonthaburi, Thailand | Ban Bang Mae Nang | Ban Bang Mae Nang | 13.8815 | 100.3759 | Thailand | TH | THA | Nonthaburi |  | 45974 | 1764607798
Ban Bueng, Chon Buri, Thailand | Ban Bueng | Ban Bueng | 13.314 | 101.1114 | Thailand | TH | THA | Chon Buri | minor | 19346 | 1764134032
Ban Chang, Rayong, Thailand | Ban Chang | Ban Chang | 12.7209 | 101.0669 | Thailand | TH | THA | Rayong | minor | 27668 | 1764733644
Ban Dung, Udon Thani, Thailand | Ban Dung | Ban Dung | 17.6986 | 103.2613 | Thailand | TH | THA | Udon Thani | minor | 15913 | 1764905558
Ban Houayxay, Bokèo, Laos | Ban Houayxay | Ban Houayxay | 20.2833 | 100.4167 | Laos | LA | LAO | Bokèo | admin | 17687 | 1418944950
Ban Khlong Ton Madua, Samut Sakhon, Thailand | Ban Khlong Ton Madua | Ban Khlong Ton Madua | 13.6372 | 100.2967 | Thailand | TH | THA | Samut Sakhon |  | 22265 | 1764645463
Ban Krathum Lom, Samut Sakhon, Thailand | Ban Krathum Lom | Ban Krathum Lom | 13.7482 | 100.3139 | Thailand | TH | THA | Samut Sakhon |  | 24237 | 1764120004
Ban Krot, Phra Nakhon Si Ayutthaya, Thailand | Ban Krot | Ban Krot | 14.3121 | 100.6005 | Thailand | TH | THA | Phra Nakhon Si Ayutthaya |  | 9471 | 1764143463
Ban Laem Chabang, Chon Buri, Thailand | Ban Laem Chabang | Ban Laem Chabang | 13.086 | 100.9247 | Thailand | TH | THA | Chon Buri |  | 77798 | 1764108164
Ban Lam Sam Kaeo, Pathum Thani, Thailand | Ban Lam Sam Kaeo | Ban Lam Sam Kaeo | 13.9726 | 100.6506 | Thailand | TH | THA | Pathum Thani |  | 63271 | 1764012428
Ban Mae Cho, Chiang Mai, Thailand | Ban Mae Cho | Ban Mae Cho | 18.9032 | 99.0041 | Thailand | TH | THA | Chiang Mai |  | 23140 | 1764558376
Ban Mae Kha Tai, Chiang Mai, Thailand | Ban Mae Kha Tai | Ban Mae Kha Tai | 18.7433 | 98.964 | Thailand | TH | THA | Chiang Mai |  | 18564 | 1764637838
Ban Map Ta Phut, Rayong, Thailand | Ban Map Ta Phut | Ban Map Ta Phut | 12.7258 | 101.1722 | Thailand | TH | THA | Rayong |  | 60928 | 1764852224
Ban Na Kham, Prachin Buri, Thailand | Ban Na Kham | Ban Na Kham | 14.0681 | 101.8125 | Thailand | TH | THA | Prachin Buri |  | 15465 | 1764834379
Ban Na San, Surat Thani, Thailand | Ban Na San | Ban Na San | 8.7997 | 99.3635 | Thailand | TH | THA | Surat Thani | minor | 19801 | 1764021256
Ban Nong Prue, Chon Buri, Thailand | Ban Nong Prue | Ban Nong Prue | 12.9227 | 100.9375 | Thailand | TH | THA | Chon Buri |  | 70594 | 1764743967
Ban Nong Sam Rong, Udon Thani, Thailand | Ban Nong Sam Rong | Ban Nong Sam Rong | 17.4514 | 102.765 | Thailand | TH | THA | Udon Thani |  | 27354 | 1764827236
Ban Om Noi, Samut Sakhon, Thailand | Ban Om Noi | Ban Om Noi | 13.7001 | 100.3241 | Thailand | TH | THA | Samut Sakhon |  | 52457 | 1764298817
Ban Pak Phun, Nakhon Si Thammarat, Thailand | Ban Pak Phun | Ban Pak Phun | 8.5391 | 99.9702 | Thailand | TH | THA | Nakhon Si Thammarat |  | 33407 | 1764808518
Ban Patong, Phuket, Thailand | Ban Patong | Ban Patong | 7.8981 | 98.3047 | Thailand | TH | THA | Phuket |  | 20363 | 1764195169
Ban Phai, Khon Kaen, Thailand | Ban Phai | Ban Phai | 16.073 | 102.7362 | Thailand | TH | THA | Khon Kaen | minor | 28913 | 1764026556
Ban Phru, Songkhla, Thailand | Ban Phru | Ban Phru | 6.948 | 100.4794 | Thailand | TH | THA | Songkhla |  | 23518 | 1764608441
Ban Piang Luang, Chiang Mai, Thailand | Ban Piang Luang | Ban Piang Luang | 19.6493 | 98.6352 | Thailand | TH | THA | Chiang Mai |  | 22215 | 1764002589
Ban Plai Bua Phatthana, Pathum Thani, Thailand | Ban Plai Bua Phatthana | Ban Plai Bua Phatthana | 13.9032 | 100.3989 | Thailand | TH | THA | Pathum Thani |  | 46274 | 1764928382
Ban Pong, Ratchaburi, Thailand | Ban Pong | Ban Pong | 13.8174 | 99.883 | Thailand | TH | THA | Ratchaburi | minor | 17298 | 1764963515
Ban Saen Suk, Chon Buri, Thailand | Ban Saen Suk | Ban Saen Suk | 13.2882 | 100.9144 | Thailand | TH | THA | Chon Buri |  | 45142 | 1764664241
Ban Sai Ma Tai, Nonthaburi, Thailand | Ban Sai Ma Tai | Ban Sai Ma Tai | 13.8444 | 100.4829 | Thailand | TH | THA | Nonthaburi |  | 30750 | 1764698508
Ban Sam Khwai Phueak, Nakhon Pathom, Thailand | Ban Sam Khwai Phueak | Ban Sam Khwai Phueak | 13.8283 | 100.1041 | Thailand | TH | THA | Nakhon Pathom |  | 10837 | 1764661640
Ban Suan, Chon Buri, Thailand | Ban Suan | Ban Suan | 13.3616 | 100.9795 | Thailand | TH | THA | Chon Buri |  | 66092 | 1764305340
Ban Talat Rangsit, Pathum Thani, Thailand | Ban Talat Rangsit | Ban Talat Rangsit | 13.987 | 100.6095 | Thailand | TH | THA | Pathum Thani |  | 79319 | 1764039814
Ban Tha Kham, Surat Thani, Thailand | Ban Tha Kham | Ban Tha Kham | 9.1059 | 99.2326 | Thailand | TH | THA | Surat Thani |  | 19939 | 1764400647
Ban Thum, Khon Kaen, Thailand | Ban Thum | Ban Thum | 16.4523 | 102.7225 | Thailand | TH | THA | Khon Kaen |  | 17564 | 1764043980
Ban Thung Tam Sao, Songkhla, Thailand | Ban Thung Tam Sao | Ban Thung Tam Sao | 6.9581 | 100.3207 | Thailand | TH | THA | Songkhla |  | 16344 | 1764139945
Ban Ton Pao, Chiang Mai, Thailand | Ban Ton Pao | Ban Ton Pao | 18.7591 | 99.0784 | Thailand | TH | THA | Chiang Mai |  | 15175 | 1764110544
Banak, Būshehr, Iran | Banak | Banak | 27.8708 | 52.0272 | Iran | IR | IRN | Būshehr |  | 8753 | 1364681484
Banamba, Koulikoro, Mali | Banamba | Banamba | 13.5504 | -7.45 | Mali | ML | MLI | Koulikoro | minor | 30591 | 1466760822
Bananal, São Paulo, Brazil | Bananal | Bananal | -22.6839 | -44.3228 | Brazil | BR | BRA | São Paulo |  | 10775 | 1076455705
Banārūyeh, Fārs, Iran | Banārūyeh | Banaruyeh | 28.0839 | 54.0483 | Iran | IR | IRN | Fārs |  | 9318 | 1364350931
Banatski Karlovac, Južno Banatski Okrug, Serbia | Banatski Karlovac | Banatski Karlovac | 45.0472 | 21.0161 | Serbia | RS | SRB | Južno Banatski Okrug |  | 5820 | 1688942456
Banbridge, Armagh, Banbridge and Craigavon, United Kingdom | Banbridge | Banbridge | 54.343 | -6.26 | United Kingdom | GB | GBR | Armagh, Banbridge and Craigavon |  | 14744 | 1826331367
Banbury, Oxfordshire, United Kingdom | Banbury | Banbury | 52.061 | -1.336 | United Kingdom | GB | GBR | Oxfordshire |  | 46853 | 1826594194
Banchory, Aberdeenshire, United Kingdom | Banchory | Banchory | 57.055 | -2.49 | United Kingdom | GB | GBR | Aberdeenshire |  | 7560 | 1826461185
Banda Aceh, Aceh, Indonesia | Banda Aceh | Banda Aceh | 5.55 | 95.3175 | Indonesia | ID | IDN | Aceh | admin | 235305 | 1360353144
Bandar ‘Abbās, Hormozgān, Iran | Bandar ‘Abbās | Bandar `Abbas | 27.2 | 56.25 | Iran | IR | IRN | Hormozgān | admin | 435751 | 1364120623
Bandar Lampung, Lampung, Indonesia | Bandar Lampung | Bandar Lampung | -5.4294 | 105.2625 | Indonesia | ID | IDN | Lampung | admin | 1166761 | 1360243491
Bandar Seri Begawan, Brunei and Muara, Brunei | Bandar Seri Begawan | Bandar Seri Begawan | 4.9167 | 114.9167 | Brunei | BN | BRN | Brunei and Muara | primary | 50000 | 1096465895
Bandarbeyla, Bari, Somalia | Bandarbeyla | Bandarbeyla | 9.4833 | 50.8167 | Somalia | SO | SOM | Bari |  | 13753 | 1706279652
Bandar-e Būshehr, Būshehr, Iran | Bandar-e Būshehr | Bandar-e Bushehr | 28.9667 | 50.8333 | Iran | IR | IRN | Būshehr | admin | 195222 | 1364483819
Bandar-e Genāveh, Būshehr, Iran | Bandar-e Genāveh | Bandar-e Genaveh | 29.5833 | 50.5167 | Iran | IR | IRN | Būshehr | minor | 64110 | 1364268734
Bandar-e Māhshahr, Khūzestān, Iran | Bandar-e Māhshahr | Bandar-e Mahshahr | 30.5589 | 49.1981 | Iran | IR | IRN | Khūzestān | minor | 162797 | 1364956793
Bandar-e Rīg, Būshehr, Iran | Bandar-e Rīg | Bandar-e Rig | 29.4856 | 50.6281 | Iran | IR | IRN | Būshehr |  | 5257 | 1364009238
Bandipura, Jammu and Kashmīr, India | Bandipura | Bandipura | 34.4225 | 74.6375 | India | IN | IND | Jammu and Kashmīr |  | 27482 | 1356796191
Bandırma, Balıkesir, Turkey | Bandırma | Bandirma | 40.3542 | 27.9725 | Turkey | TR | TUR | Balıkesir | minor | 154359 | 1792423107
Bandō, Ibaraki, Japan | Bandō | Bando | 36.0483 | 139.8889 | Japan | JP | JPN | Ibaraki |  | 51903 | 1392946585
Bandundu, Kwilu, Congo (Kinshasa) | Bandundu | Bandundu | -3.31 | 17.38 | Congo (Kinshasa) | CD | COD | Kwilu |  | 118211 | 1180219776
Bandung, Jawa Barat, Indonesia | Bandung | Bandung | -6.95 | 107.5667 | Indonesia | ID | IDN | Jawa Barat | admin | 2394873 | 1360313023
Bāneh, Kordestān, Iran | Bāneh | Baneh | 35.9975 | 45.8853 | Iran | IR | IRN | Kordestān | minor | 110218 | 1364786972
Banes, Holguín, Cuba | Banes | Banes | 20.9697 | -75.7117 | Cuba | CU | CUB | Holguín | minor | 34452 | 1192981466
Banff, Alberta, Canada | Banff | Banff | 51.1781 | -115.5719 | Canada | CA | CAN | Alberta |  | 7847 | 1124351648
Banfora, Cascades, Burkina Faso | Banfora | Banfora | 10.6308 | -4.7589 | Burkina Faso | BF | BFA | Cascades | admin | 60288 | 1854763822
Bang Bua Thong, Nonthaburi, Thailand | Bang Bua Thong | Bang Bua Thong | 13.9099 | 100.4263 | Thailand | TH | THA | Nonthaburi | minor | 50141 | 1764694888
Bang Kruai, Nonthaburi, Thailand | Bang Kruai | Bang Kruai | 13.8042 | 100.4755 | Thailand | TH | THA | Nonthaburi | minor | 42390 | 1764357378
Bang Mun Nak, Phichit, Thailand | Bang Mun Nak | Bang Mun Nak | 16.0278 | 100.3792 | Thailand | TH | THA | Phichit | minor | 8756 | 1764958140
Bang Racham, Sing Buri, Thailand | Bang Racham | Bang Racham | 14.8864 | 100.3235 | Thailand | TH | THA | Sing Buri | minor | 14577 | 1764338966
Bangalore, Karnātaka, India | Bangalore | Bangalore | 12.9699 | 77.598 | India | IN | IND | Karnātaka | admin | 13707000 | 1356410365
Bangaon, West Bengal, India | Bangaon | Bangaon | 23.07 | 88.82 | India | IN | IND | West Bengal |  | 108864 | 1356624441
Bangar, Temburong, Brunei | Bangar | Bangar | 4.7083 | 115.0736 | Brunei | BN | BRN | Temburong | admin |  | 1096321221
Bangassou, Mbomou, Central African Republic | Bangassou | Bangassou | 4.737 | 22.819 | Central African Republic | CF | CAF | Mbomou | admin | 31453 | 1140539356
Bangkok, Krung Thep Maha Nakhon, Thailand | Bangkok | Bangkok | 13.75 | 100.5167 | Thailand | TH | THA | Krung Thep Maha Nakhon | primary | 17066000 | 1764068610
Bangolo, Montagnes, Côte D’Ivoire | Bangolo | Bangolo | 7.0123 | -7.4864 | Côte D’Ivoire | CI | CIV | Montagnes | admin |  | 1384048438
Bangor, Ards and North Down, United Kingdom | Bangor | Bangor | 54.66 | -5.67 | United Kingdom | GB | GBR | Ards and North Down |  | 61011 | 1826282262
Bangor, Maine, United States | Bangor | Bangor | 44.8322 | -68.7906 | United States | US | USA | Maine |  | 59772 | 1840000238
Bangor, Isle of Anglesey, United Kingdom | Bangor | Bangor | 53.228 | -4.128 | United Kingdom | GB | GBR | Isle of Anglesey |  | 16358 | 1826969137
Bangor, Pennsylvania, United States | Bangor | Bangor | 40.8678 | -75.2085 | United States | US | USA | Pennsylvania |  | 5228 | 1840000966
Bangor Base, Washington, United States | Bangor Base | Bangor Base | 47.7227 | -122.7146 | United States | US | USA | Washington |  | 6336 | 1840036750
Bangued, Abra, Philippines | Bangued | Bangued | 17.5982 | 120.6155 | Philippines | PH | PHL | Abra | admin |  | 1608442037
Bangui, Bangui, Central African Republic | Bangui | Bangui | 4.3732 | 18.5628 | Central African Republic | CF | CAF | Bangui | primary | 734350 | 1140080881
Banhā, Al Qalyūbīyah, Egypt | Banhā | Banha | 30.4628 | 31.1797 | Egypt | EG | EGY | Al Qalyūbīyah | admin | 157701 | 1818596265
Baní, Valdesia, Dominican Republic | Baní | Bani | 18.28 | -70.331 | Dominican Republic | DO | DOM | Valdesia | minor | 66709 | 1214720035
Bani Bangou, Tillabéri, Niger | Bani Bangou | Bani Bangou | 15.0408 | 2.705 | Niger | NE | NER | Tillabéri |  | 6788 | 1562021955
Banī Mazār, Al Minyā, Egypt | Banī Mazār | Bani Mazar | 28.5 | 30.8 | Egypt | EG | EGY | Al Minyā |  | 79553 | 1818729843
Banī Suwayf, Banī Suwayf, Egypt | Banī Suwayf | Bani Suwayf | 29.0667 | 31.0833 | Egypt | EG | EGY | Banī Suwayf | admin | 193048 | 1818902849
Banī Walīd, Mişrātah, Libya | Banī Walīd | Bani Walid | 31.7455 | 13.9835 | Libya | LY | LBY | Mişrātah |  | 50824 | 1434398590
Bāniyās, Ţarţūs, Syria | Bāniyās | Baniyas | 35.1822 | 35.9403 | Syria | SY | SYR | Ţarţūs | minor | 43151 | 1760780974
Banja Luka, Srpska, Republika, Bosnia And Herzegovina | Banja Luka | Banja Luka | 44.7667 | 17.1833 | Bosnia And Herzegovina | BA | BIH | Srpska, Republika | admin | 199191 | 1070859064
Banjar, Jawa Barat, Indonesia | Banjar | Banjar | -7.3667 | 108.5333 | Indonesia | ID | IDN | Jawa Barat | minor | 182819 | 1360289512
Banjarbaru, Kalimantan Selatan, Indonesia | Banjarbaru | Banjarbaru | -3.4667 | 114.75 | Indonesia | ID | IDN | Kalimantan Selatan |  | 216600 | 1360085654
Banjarmasin, Kalimantan Selatan, Indonesia | Banjarmasin | Banjarmasin | -3.3333 | 114.5833 | Indonesia | ID | IDN | Kalimantan Selatan | admin | 692793 | 1360685223
Banjul, Banjul, Gambia, The | Banjul | Banjul | 13.4531 | -16.5775 | Gambia, The | GM | GMB | Banjul | primary | 31356 | 1270723713
Bānkura, West Bengal, India | Bānkura | Bankura | 23.25 | 87.0667 | India | IN | IND | West Bengal |  | 137386 | 1356582158
Bankya, Sofia-Grad, Bulgaria | Bankya | Bankya | 42.7 | 23.1333 | Bulgaria | BG | BGR | Sofia-Grad |  | 11233 | 1100031419
Banlung, Ratanakiri, Cambodia | Banlung | Banlung | 13.7394 | 106.9873 | Cambodia | KH | KHM | Ratanakiri | admin |  | 1116605438
Banning, California, United States | Banning | Banning | 33.946 | -116.8992 | United States | US | USA | California |  | 31221 | 1840019297
Bannockburn, Stirling, United Kingdom | Bannockburn | Bannockburn | 56.09 | -3.91 | United Kingdom | GB | GBR | Stirling |  | 7352 | 1826144957
Bannockburn, Victoria, Australia | Bannockburn | Bannockburn | -38.05 | 144.1667 | Australia | AU | AUS | Victoria |  | 5283 | 1036085175
Bannu, Khyber Pakhtunkhwa, Pakistan | Bannu | Bannu | 32.9889 | 70.6056 | Pakistan | PK | PAK | Khyber Pakhtunkhwa | minor | 62191 | 1586858934
Banora Point, New South Wales, Australia | Banora Point | Banora Point | -28.2225 | 153.5386 | Australia | AU | AUS | New South Wales |  | 16167 | 1036608972
Baños, Tungurahua, Ecuador | Baños | Banos | -1.3964 | -78.4247 | Ecuador | EC | ECU | Tungurahua |  | 12995 | 1218100027
Bánovce nad Bebravou, Nitriansky, Slovakia | Bánovce nad Bebravou | Banovce nad Bebravou | 48.7186 | 18.2581 | Slovakia | SK | SVK | Nitriansky | minor | 18350 | 1703803804
Banqiao, New Taipei, Taiwan | Banqiao | Banqiao | 25.0143 | 121.4672 | Taiwan | TW | TWN | New Taipei | admin |  | 1158987347
Bansang, Central River, Gambia, The | Bansang | Bansang | 13.4336 | -14.65 | Gambia, The | GM | GMB | Central River |  | 7615 | 1270543142
Bānsbāria, West Bengal, India | Bānsbāria | Bansbaria | 22.97 | 88.4 | India | IN | IND | West Bengal |  | 103920 | 1356897672
Banská Bystrica, Banskobystrický, Slovakia | Banská Bystrica | Banska Bystrica | 48.7353 | 19.1453 | Slovakia | SK | SVK | Banskobystrický | admin | 78327 | 1703015198
Banská Štiavnica, Banskobystrický, Slovakia | Banská Štiavnica | Banska Stiavnica | 48.4586 | 18.8931 | Slovakia | SK | SVK | Banskobystrický | minor | 10097 | 1703575986
Bansko, Blagoevgrad, Bulgaria | Bansko | Bansko | 41.8333 | 23.4833 | Bulgaria | BG | BGR | Blagoevgrad |  | 9497 | 1100442389
Banstead, Surrey, United Kingdom | Banstead | Banstead | 51.322 | -0.204 | United Kingdom | GB | GBR | Surrey |  | 16666 | 1826738493
Banyuwangi, Jawa Timur, Indonesia | Banyuwangi | Banyuwangi | -8.195 | 114.3696 | Indonesia | ID | IDN | Jawa Timur | minor | 172424 | 1360008480
Baoding, Hebei, China | Baoding | Baoding | 38.8671 | 115.4845 | China | CN | CHN | Hebei |  | 10700000 | 1156256829
Baojishi, Shaanxi, China | Baojishi | Baojishi | 34.3609 | 107.1751 | China | CN | CHN | Shaanxi |  | 3738700 | 1156101096
Baoshan, Yunnan, China | Baoshan | Baoshan | 25.1211 | 99.169 | China | CN | CHN | Yunnan |  | 2506491 | 1156546994
Baotou, Inner Mongolia, China | Baotou | Baotou | 40.6562 | 109.8345 | China | CN | CHN | Inner Mongolia |  | 2700000 | 1156032751
Bāpatla, Andhra Pradesh, India | Bāpatla | Bapatla | 15.8889 | 80.47 | India | IN | IND | Andhra Pradesh |  | 70777 | 1356828422
Bar, Bar, Montenegro | Bar | Bar | 42.1 | 19.1 | Montenegro | ME | MNE | Bar | admin |  | 1499197266
Bar, Vinnyts’ka Oblast’, Ukraine | Bar | Bar | 49.0781 | 27.6831 | Ukraine | UA | UKR | Vinnyts’ka Oblast’ | minor | 16136 | 1804657070
Bar Harbor, Maine, United States | Bar Harbor | Bar Harbor | 44.3852 | -68.2711 | United States | US | USA | Maine |  | 5425 | 1840052424
Baraawe, Shabeellaha Hoose, Somalia | Baraawe | Baraawe | 1.1133 | 44.0303 | Somalia | SO | SOM | Shabeellaha Hoose |  | 32800 | 1706566007
Barabinsk, Novosibirskaya Oblast’, Russia | Barabinsk | Barabinsk | 55.35 | 78.35 | Russia | RU | RUS | Novosibirskaya Oblast’ |  | 28941 | 1643008352
Baraboo, Wisconsin, United States | Baraboo | Baraboo | 43.4695 | -89.7376 | United States | US | USA | Wisconsin |  | 13893 | 1840002720
Baracoa, Guantánamo, Cuba | Baracoa | Baracoa | 20.3444 | -74.4956 | Cuba | CU | CUB | Guantánamo | minor | 79797 | 1192326052
Baradero, Buenos Aires, Argentina | Baradero | Baradero | -33.8 | -59.5167 | Argentina | AR | ARG | Buenos Aires | minor | 28537 | 1032310302
Baraguá, Ciego de Ávila, Cuba | Baraguá | Baragua | 21.6819 | -78.6244 | Cuba | CU | CUB | Ciego de Ávila |  | 32909 | 1192061113
Barahona, Enriquillo, Dominican Republic | Barahona | Barahona | 18.2079 | -71.0996 | Dominican Republic | DO | DOM | Enriquillo | admin | 138159 | 1214900129
Barakī Barak, Lōgar, Afghanistan | Barakī Barak | Baraki Barak | 33.9667 | 68.9667 | Afghanistan | AF | AFG | Lōgar | minor | 22305 | 1004707647
Bāramūla, Jammu and Kashmīr, India | Bāramūla | Baramula | 34.2 | 74.34 | India | IN | IND | Jammu and Kashmīr |  | 167986 | 1356671176
Baran’, Vitsyebskaya Voblasts’, Belarus | Baran’ | Baran' | 54.4833 | 30.3333 | Belarus | BY | BLR | Vitsyebskaya Voblasts’ |  | 10200 | 1112544646
Baranavichy, Brestskaya Voblasts’, Belarus | Baranavichy | Baranavichy | 53.1167 | 25.9833 | Belarus | BY | BLR | Brestskaya Voblasts’ | minor | 175000 | 1112421165
Baranivka, Zhytomyrs’ka Oblast’, Ukraine | Baranivka | Baranivka | 50.3 | 27.6667 | Ukraine | UA | UKR | Zhytomyrs’ka Oblast’ | minor | 11765 | 1804259330
Baraolt, Covasna, Romania | Baraolt | Baraolt | 46.075 | 25.6 | Romania | RO | ROU | Covasna |  | 8672 | 1642011195
Bārāsat, West Bengal, India | Bārāsat | Barasat | 22.2333 | 88.45 | India | IN | IND | West Bengal |  | 278435 | 1356550583
Barbacena, Minas Gerais, Brazil | Barbacena | Barbacena | -21.2258 | -43.7739 | Brazil | BR | BRA | Minas Gerais |  | 126284 | 1076877003
Barberton, Ohio, United States | Barberton | Barberton | 41.0094 | -81.6038 | United States | US | USA | Ohio |  | 25953 | 1840000792
Barberton, Washington, United States | Barberton | Barberton | 45.7136 | -122.6115 | United States | US | USA | Washington |  | 6941 | 1840017397
Barbourville, Kentucky, United States | Barbourville | Barbourville | 36.8667 | -83.885 | United States | US | USA | Kentucky |  | 6036 | 1840013277
Barby, Saxony-Anhalt, Germany | Barby | Barby | 51.9667 | 11.8667 | Germany | DE | DEU | Saxony-Anhalt |  | 8394 | 1276107276
Barcaldine, Queensland, Australia | Barcaldine | Barcaldine | -23.5555 | 145.2888 | Australia | AU | AUS | Queensland |  | 1422 | 1036284609
Barcelona, Catalonia, Spain | Barcelona | Barcelona | 41.3825 | 2.1769 | Spain | ES | ESP | Catalonia | admin | 4588000 | 1724594040
Barcelona, Anzoátegui, Venezuela | Barcelona | Barcelona | 10.1333 | -64.6833 | Venezuela | VE | VEN | Anzoátegui | admin | 448016 | 1862418619
Barcelos, Amazonas, Brazil | Barcelos | Barcelos | -0.9736 | -62.9269 | Brazil | BR | BRA | Amazonas |  | 12584 | 1076105080
Barclayville, Grand Kru, Liberia | Barclayville | Barclayville | 4.8 | -8.1667 | Liberia | LR | LBR | Grand Kru | admin | 2733 | 1430129873
Barcs, Somogy, Hungary | Barcs | Barcs | 45.96 | 17.46 | Hungary | HU | HUN | Somogy | minor | 10501 | 1348676786
Bardaï, Tibesti, Chad | Bardaï | Bardai | 21.3547 | 17.0016 | Chad | TD | TCD | Tibesti | admin |  | 1148071351
Barddhamān, West Bengal, India | Barddhamān | Barddhaman | 23.25 | 87.85 | India | IN | IND | West Bengal |  | 314265 | 1356062166
Bardejov, Prešovský, Slovakia | Bardejov | Bardejov | 49.295 | 21.2758 | Slovakia | SK | SVK | Prešovský | minor | 32587 | 1703663141
Bardmoor, Florida, United States | Bardmoor | Bardmoor | 27.8575 | -82.7534 | United States | US | USA | Florida |  | 9514 | 1840038841
Bardstown, Kentucky, United States | Bardstown | Bardstown | 37.8174 | -85.4548 | United States | US | USA | Kentucky |  | 21184 | 1840013219
Barehra, Uttar Pradesh, India | Barehra | Barehra | 27.75 | 78.5667 | India | IN | IND | Uttar Pradesh |  | 19542 | 1356242932
Bareilly, Uttar Pradesh, India | Bareilly | Bareilly | 28.364 | 79.415 | India | IN | IND | Uttar Pradesh |  | 1000000 | 1356698199
Barentu, Gash Barka, Eritrea | Barentu | Barentu | 15.1058 | 37.5907 | Eritrea | ER | ERI | Gash Barka | admin |  | 1232695352
Bargara, Queensland, Australia | Bargara | Bargara | -24.8205 | 152.4625 | Australia | AU | AUS | Queensland |  | 7485 | 1036308552
Bargersville, Indiana, United States | Bargersville | Bargersville | 39.5412 | -86.2004 | United States | US | USA | Indiana |  | 8076 | 1840009569
Bargoed, Caerphilly, United Kingdom | Bargoed | Bargoed | 51.69 | -3.24 | United Kingdom | GB | GBR | Caerphilly |  | 11900 | 1826865415
Bargteheide, Schleswig-Holstein, Germany | Bargteheide | Bargteheide | 53.7167 | 10.2667 | Germany | DE | DEU | Schleswig-Holstein |  | 16109 | 1276611028
Bari, Puglia, Italy | Bari | Bari | 41.1253 | 16.8667 | Italy | IT | ITA | Puglia | admin | 325183 | 1380991126
Bariadi, Simiyu, Tanzania | Bariadi | Bariadi | -2.8 | 33.9833 | Tanzania | TZ | TZA | Simiyu | admin |  | 1834546025
Barinas, Barinas, Venezuela | Barinas | Barinas | 8.6333 | -70.2167 | Venezuela | VE | VEN | Barinas | admin | 873962 | 1862647790
Bariri, São Paulo, Brazil | Bariri | Bariri | -22.0744 | -48.7403 | Brazil | BR | BRA | São Paulo |  | 34048 | 1076167446
Barishal, Barisāl, Bangladesh | Barishal | Barishal | 22.7 | 90.3667 | Bangladesh | BD | BGD | Barisāl | admin | 230000 | 1050297281
Barking, Barking and Dagenham, United Kingdom | Barking | Barking | 51.54 | 0.08 | United Kingdom | GB | GBR | Barking and Dagenham |  | 59068 | 1826566262
Barletta, Puglia, Italy | Barletta | Barletta | 41.32 | 16.27 | Italy | IT | ITA | Puglia | minor | 107830 | 1380940717
Barling, Arkansas, United States | Barling | Barling | 35.3284 | -94.2792 | United States | US | USA | Arkansas |  | 5036 | 1840013455
Barmstedt, Schleswig-Holstein, Germany | Barmstedt | Barmstedt | 53.7833 | 9.7667 | Germany | DE | DEU | Schleswig-Holstein |  | 10368 | 1276501444
Barnard Castle, Durham, United Kingdom | Barnard Castle | Barnard Castle | 54.55 | -1.92 | United Kingdom | GB | GBR | Durham |  | 5495 | 1826240589
Barnaul, Altayskiy Kray, Russia | Barnaul | Barnaul | 53.3567 | 83.7872 | Russia | RU | RUS | Altayskiy Kray | admin | 633301 | 1643318931
Barnegat, New Jersey, United States | Barnegat | Barnegat | 39.7665 | -74.2773 | United States | US | USA | New Jersey |  | 22410 | 1840081601
Barnesville, Georgia, United States | Barnesville | Barnesville | 33.0509 | -84.1527 | United States | US | USA | Georgia |  | 7064 | 1840013783
Barnet, Barnet, United Kingdom | Barnet | Barnet | 51.6444 | -0.1997 | United Kingdom | GB | GBR | Barnet |  | 47359 | 1826246190
Barnhart, Missouri, United States | Barnhart | Barnhart | 38.336 | -90.4046 | United States | US | USA | Missouri |  | 6318 | 1840006237
Barnīs, Al Baḩr al Aḩmar, Egypt | Barnīs | Barnis | 23.946 | 35.4842 | Egypt | EG | EGY | Al Baḩr al Aḩmar |  | 10 | 1818107956
Barnoldswick, Lancashire, United Kingdom | Barnoldswick | Barnoldswick | 53.9147 | -2.1895 | United Kingdom | GB | GBR | Lancashire |  | 10752 | 1826332641
Barnsley, Barnsley, United Kingdom | Barnsley | Barnsley | 53.5537 | -1.4791 | United Kingdom | GB | GBR | Barnsley |  | 91297 | 1826597621
Barnstable, Massachusetts, United States | Barnstable | Barnstable | 41.6722 | -70.3599 | United States | US | USA | Massachusetts |  | 242847 | 1840031233
Barnstaple, Devon, United Kingdom | Barnstaple | Barnstaple | 51.08 | -4.06 | United Kingdom | GB | GBR | Devon |  | 24033 | 1826606982
Barntrup, North Rhine-Westphalia, Germany | Barntrup | Barntrup | 51.9831 | 9.1167 | Germany | DE | DEU | North Rhine-Westphalia |  | 8587 | 1276882548
Barquisimeto, Lara, Venezuela | Barquisimeto | Barquisimeto | 10.0678 | -69.3467 | Venezuela | VE | VEN | Lara | admin | 1059092 | 1862860739
Barra Bonita, São Paulo, Brazil | Barra Bonita | Barra Bonita | -22.4947 | -48.5581 | Brazil | BR | BRA | São Paulo |  | 36321 | 1076780548
Barra do Bugres, Mato Grosso, Brazil | Barra do Bugres | Barra do Bugres | -15.0725 | -57.1811 | Brazil | BR | BRA | Mato Grosso |  | 31311 | 1076717726
Barra do Chapéu, São Paulo, Brazil | Barra do Chapéu | Barra do Chapeu | -24.4731 | -49.0244 | Brazil | BR | BRA | São Paulo |  | 5585 | 1076607293
Barra do Corda, Maranhão, Brazil | Barra do Corda | Barra do Corda | -5.5031 | -45.2369 | Brazil | BR | BRA | Maranhão |  | 48901 | 1076745135
Barra do Garças, Mato Grosso, Brazil | Barra do Garças | Barra do Garcas | -15.8796 | -52.26 | Brazil | BR | BRA | Mato Grosso |  | 52398 | 1076425403
Barra Mansa, Rio de Janeiro, Brazil | Barra Mansa | Barra Mansa | -22.56 | -44.17 | Brazil | BR | BRA | Rio de Janeiro |  | 169386 | 1076686083
Barranca, Lima, Peru | Barranca | Barranca | -10.7539 | -77.761 | Peru | PE | PER | Lima |  | 144381 | 1604547675
Barrancabermeja, Santander, Colombia | Barrancabermeja | Barrancabermeja | 7.09 | -73.85 | Colombia | CO | COL | Santander | minor | 191403 | 1170362340
Barranquilla, Atlántico, Colombia | Barranquilla | Barranquilla | 10.96 | -74.8 | Colombia | CO | COL | Atlántico | admin | 1798000 | 1170179113
Barras, Piauí, Brazil | Barras | Barras | -4.25 | -42.3 | Brazil | BR | BRA | Piauí |  | 21597 | 1076766658
Barre, Vermont, United States | Barre | Barre | 44.1997 | -72.5083 | United States | US | USA | Vermont |  | 20421 | 1840002186
Barre, Massachusetts, United States | Barre | Barre | 42.4201 | -72.1061 | United States | US | USA | Massachusetts |  | 5539 | 1840053685
Barrechid, Casablanca-Settat, Morocco | Barrechid | Barrechid | 33.27 | -7.5872 | Morocco | MA | MAR | Casablanca-Settat |  | 136634 | 1504194885
Barreiras, Bahia, Brazil | Barreiras | Barreiras | -12.1528 | -44.99 | Brazil | BR | BRA | Bahia |  | 158292 | 1076854674
Barreiro, Setúbal, Portugal | Barreiro | Barreiro | 38.6609 | -9.0733 | Portugal | PT | PRT | Setúbal | minor | 78764 | 1620760195
Barreiros, Pernambuco, Brazil | Barreiros | Barreiros | -8.8183 | -35.1864 | Brazil | BR | BRA | Pernambuco |  | 35565 | 1076661261
Barretos, São Paulo, Brazil | Barretos | Barretos | -20.5569 | -48.5678 | Brazil | BR | BRA | São Paulo |  | 119243 | 1076042195
Barrhead, East Renfrewshire, United Kingdom | Barrhead | Barrhead | 55.8016 | -4.388 | United Kingdom | GB | GBR | East Renfrewshire |  | 19813 | 1826311398
Barri, Vale of Glamorgan, The, United Kingdom | Barri | Barri | 51.405 | -3.27 | United Kingdom | GB | GBR | Vale of Glamorgan, The |  | 51502 | 1826605492
Barrie, Ontario, Canada | Barrie | Barrie | 44.3711 | -79.6769 | Canada | CA | CAN | Ontario |  | 172657 | 1124340223
Barrington, Rhode Island, United States | Barrington | Barrington | 41.7443 | -71.3145 | United States | US | USA | Rhode Island |  | 16178 | 1840106239
Barrington, Illinois, United States | Barrington | Barrington | 42.1515 | -88.1281 | United States | US | USA | Illinois |  | 10217 | 1840011244
Barrington, New Hampshire, United States | Barrington | Barrington | 43.2139 | -71.0424 | United States | US | USA | New Hampshire |  | 8979 | 1840018720
Barrington, Nova Scotia, Canada | Barrington | Barrington | 43.5646 | -65.5639 | Canada | CA | CAN | Nova Scotia |  | 6646 | 1124548310
Barrington, New Jersey, United States | Barrington | Barrington | 39.8689 | -75.0514 | United States | US | USA | New Jersey |  | 6642 | 1840003771
Barrinha, São Paulo, Brazil | Barrinha | Barrinha | -21.1936 | -48.1639 | Brazil | BR | BRA | São Paulo |  | 31230 | 1076492454
Barros Blancos, Canelones, Uruguay | Barros Blancos | Barros Blancos | -34.7542 | -56.0042 | Uruguay | UY | URY | Canelones |  | 31650 | 1858612587
Barrow in Furness, Cumbria, United Kingdom | Barrow in Furness | Barrow in Furness | 54.1108 | -3.2261 | United Kingdom | GB | GBR | Cumbria |  | 56745 | 1826352599
Barrow upon Soar, Leicestershire, United Kingdom | Barrow upon Soar | Barrow upon Soar | 52.7517 | -1.15 | United Kingdom | GB | GBR | Leicestershire |  | 5856 | 1826688308
Barrowford, Lancashire, United Kingdom | Barrowford | Barrowford | 53.851 | -2.221 | United Kingdom | GB | GBR | Lancashire |  | 6171 | 1826437095
Barsinghausen, Lower Saxony, Germany | Barsinghausen | Barsinghausen | 52.3031 | 9.4606 | Germany | DE | DEU | Lower Saxony |  | 34234 | 1276183527
Barstow, California, United States | Barstow | Barstow | 34.8661 | -117.0472 | United States | US | USA | California |  | 30605 | 1840019118
Barth, Mecklenburg-Western Pomerania, Germany | Barth | Barth | 54.3667 | 12.7167 | Germany | DE | DEU | Mecklenburg-Western Pomerania |  | 8658 | 1276722582
Bartica, Cuyuni-Mazaruni, Guyana | Bartica | Bartica | 6.4 | -58.6167 | Guyana | GY | GUY | Cuyuni-Mazaruni | admin | 8532 | 1328806426
Bartın, Bartın, Turkey | Bartın | Bartin | 41.6344 | 32.3375 | Turkey | TR | TUR | Bartın | admin | 155016 | 1792863603
Bartlesville, Oklahoma, United States | Bartlesville | Bartlesville | 36.7357 | -95.9453 | United States | US | USA | Oklahoma |  | 39301 | 1840018977
Bartlett, Tennessee, United States | Bartlett | Bartlett | 35.2337 | -89.8195 | United States | US | USA | Tennessee |  | 59440 | 1840013472
Bartlett, Illinois, United States | Bartlett | Bartlett | 41.9803 | -88.2069 | United States | US | USA | Illinois |  | 40647 | 1840011246
Barton, New York, United States | Barton | Barton | 42.0812 | -76.4982 | United States | US | USA | New York |  | 8550 | 1840057223
Barton on Sea, Hampshire, United Kingdom | Barton on Sea | Barton on Sea | 50.7428 | -1.6552 | United Kingdom | GB | GBR | Hampshire |  | 5454 | 1826987295
Barton upon Humber, North Lincolnshire, United Kingdom | Barton upon Humber | Barton upon Humber | 53.6833 | -0.45 | United Kingdom | GB | GBR | North Lincolnshire |  | 11066 | 1826911147
Barton upon Irwell, Salford, United Kingdom | Barton upon Irwell | Barton upon Irwell | 53.476 | -2.36 | United Kingdom | GB | GBR | Salford |  | 12462 | 1826910370
Bartonville, Illinois, United States | Bartonville | Bartonville | 40.6398 | -89.6608 | United States | US | USA | Illinois |  | 6113 | 1840011920
Bartow, Florida, United States | Bartow | Bartow | 27.8868 | -81.8213 | United States | US | USA | Florida |  | 20147 | 1840014128
Barueri, São Paulo, Brazil | Barueri | Barueri | -23.5111 | -46.8764 | Brazil | BR | BRA | São Paulo |  | 262275 | 1076211114
Baruun-Urt, Sühbaatar, Mongolia | Baruun-Urt | Baruun-Urt | 46.6806 | 113.2792 | Mongolia | MN | MNG | Sühbaatar | admin | 14297 | 1496627655
Barvynkove, Kharkivs’ka Oblast’, Ukraine | Barvynkove | Barvynkove | 48.9067 | 37.0131 | Ukraine | UA | UKR | Kharkivs’ka Oblast’ | minor | 8660 | 1804415450
Barwell, Leicestershire, United Kingdom | Barwell | Barwell | 52.5682 | -1.3462 | United Kingdom | GB | GBR | Leicestershire |  | 9022 | 1826018837
Barwon Heads, Victoria, Australia | Barwon Heads | Barwon Heads | -38.25 | 144.5167 | Australia | AU | AUS | Victoria |  | 14165 | 1036797778
Barysh, Ul’yanovskaya Oblast’, Russia | Barysh | Barysh | 53.65 | 47.1167 | Russia | RU | RUS | Ul’yanovskaya Oblast’ |  | 15974 | 1643221892
Basalt, Colorado, United States | Basalt | Basalt | 39.3663 | -107.0414 | United States | US | USA | Colorado |  | 9193 | 1840020195
Basankusu, Équateur, Congo (Kinshasa) | Basankusu | Basankusu | 1.2222 | 19.8028 | Congo (Kinshasa) | CD | COD | Équateur |  | 52216 | 1180515335
Basarabeasca, Basarabeasca, Moldova | Basarabeasca | Basarabeasca | 46.3333 | 28.9667 | Moldova | MD | MDA | Basarabeasca | admin | 8471 | 1498894118
Basco, Batanes, Philippines | Basco | Basco | 20.4486 | 121.9702 | Philippines | PH | PHL | Batanes | admin |  | 1608620601
Basehor, Kansas, United States | Basehor | Basehor | 39.1332 | -94.9333 | United States | US | USA | Kansas |  | 5419 | 1840007373
Basel, Basel-Stadt, Switzerland | Basel | Basel | 47.5606 | 7.5906 | Switzerland | CH | CHE | Basel-Stadt | admin | 177595 | 1756731313
Basford, Nottingham, United Kingdom | Basford | Basford | 52.978 | -1.169 | United Kingdom | GB | GBR | Nottingham |  | 16207 | 1826063569
Basildon, Essex, United Kingdom | Basildon | Basildon | 51.5761 | 0.4886 | United Kingdom | GB | GBR | Essex |  | 185900 | 1826481004
Basing, Hampshire, United Kingdom | Basing | Basing | 51.2704 | -1.0473 | United Kingdom | GB | GBR | Hampshire |  | 7232 | 1826187889
Basingstoke, Hampshire, United Kingdom | Basingstoke | Basingstoke | 51.2667 | -1.0876 | United Kingdom | GB | GBR | Hampshire |  | 113776 | 1826924980
Basīrhat, West Bengal, India | Basīrhat | Basirhat | 22.6572 | 88.8942 | India | IN | IND | West Bengal |  | 125254 | 1356109985
Basoko, Tshopo, Congo (Kinshasa) | Basoko | Basoko | 1.2333 | 23.6 | Congo (Kinshasa) | CD | COD | Tshopo |  | 43709 | 1180509801
Bassar, Kara, Togo | Bassar | Bassar | 9.25 | 0.7833 | Togo | TG | TGO | Kara |  | 23181 | 1768050143
Basse Santa Su, Upper River, Gambia, The | Basse Santa Su | Basse Santa Su | 13.31 | -14.223 | Gambia, The | GM | GMB | Upper River | admin | 14380 | 1270820759
Bassersdorf, Zürich, Switzerland | Bassersdorf | Bassersdorf | 47.4431 | 8.6283 | Switzerland | CH | CHE | Zürich |  | 11593 | 1756124438
Basseterre, Saint George Basseterre, Saint Kitts And Nevis | Basseterre | Basseterre | 17.2983 | -62.7342 | Saint Kitts And Nevis | KN | KNA | Saint George Basseterre | primary | 13220 | 1659198919
Basse-Terre, , Guadeloupe | Basse-Terre | Basse-Terre | 16 | -61.7167 | Guadeloupe | GP | GLP |  | admin |  | 1312938008
Bassum, Lower Saxony, Germany | Bassum | Bassum | 52.8494 | 8.7267 | Germany | DE | DEU | Lower Saxony |  | 15955 | 1276562113
Bastia, Corsica, France | Bastia | Bastia | 42.7008 | 9.4503 | France | FR | FRA | Corsica |  | 45715 | 1250664815
Bastogne, Wallonia, Belgium | Bastogne | Bastogne | 50.0042 | 5.72 | Belgium | BE | BEL | Wallonia | minor | 15894 | 1056747497
Bastos, São Paulo, Brazil | Bastos | Bastos | -21.9167 | -50.7333 | Brazil | BR | BRA | São Paulo |  | 21067 | 1076067823
Bastrop, Texas, United States | Bastrop | Bastrop | 30.1118 | -97.3257 | United States | US | USA | Texas |  | 17120 | 1840019603
Bastrop, Louisiana, United States | Bastrop | Bastrop | 32.7749 | -91.9058 | United States | US | USA | Louisiana |  | 12327 | 1840013793
Basuo, Hainan, China | Basuo | Basuo | 19.1 | 108.65 | China | CN | CHN | Hainan | minor | 408309 | 1156260069
Bas-Warneton, Wallonia, Belgium | Bas-Warneton | Bas-Warneton | 50.7667 | 3 | Belgium | BE | BEL | Wallonia |  | 18063 | 1056944578
Bat Yam, Tel Aviv, Israel | Bat Yam | Bat Yam | 32.0231 | 34.7503 | Israel | IL | ISR | Tel Aviv |  | 128800 | 1376837517
Bata, Litoral, Equatorial Guinea | Bata | Bata | 1.85 | 9.75 | Equatorial Guinea | GQ | GNQ | Litoral | admin | 250770 | 1226528087
Batac, Ilocos Norte, Philippines | Batac | Batac | 18.0554 | 120.5649 | Philippines | PH | PHL | Ilocos Norte |  | 55201 | 1608314719
Batagay, Sakha (Yakutiya), Russia | Batagay | Batagay | 67.656 | 134.635 | Russia | RU | RUS | Sakha (Yakutiya) |  | 4266 | 1643604003
Batalha, Leiria, Portugal | Batalha | Batalha | 39.65 | -8.8167 | Portugal | PT | PRT | Leiria | minor | 15805 | 1620446432
Batangas, Batangas, Philippines | Batangas | Batangas | 13.75 | 121.05 | Philippines | PH | PHL | Batangas | admin | 329874 | 1608417616
Bátaszék, Tolna, Hungary | Bátaszék | Bataszek | 46.1833 | 18.7167 | Hungary | HU | HUN | Tolna |  | 6217 | 1348682463
Batatais, São Paulo, Brazil | Batatais | Batatais | -20.8911 | -47.585 | Brazil | BR | BRA | São Paulo |  | 60589 | 1076581214
Batavia, Illinois, United States | Batavia | Batavia | 41.8479 | -88.311 | United States | US | USA | Illinois |  | 26420 | 1840007035
Batavia, New York, United States | Batavia | Batavia | 42.9987 | -78.1802 | United States | US | USA | New York |  | 16581 | 1840000385
Bataysk, Rostovskaya Oblast’, Russia | Bataysk | Bataysk | 47.1333 | 39.75 | Russia | RU | RUS | Rostovskaya Oblast’ |  | 126769 | 1643522051
Batemans Bay, New South Wales, Australia | Batemans Bay | Batemans Bay | -35.7081 | 150.1744 | Australia | AU | AUS | New South Wales |  | 11294 | 1036272805
Batesburg-Leesville, South Carolina, United States | Batesburg-Leesville | Batesburg-Leesville | 33.9125 | -81.5313 | United States | US | USA | South Carolina |  | 5318 | 1840003900
Batesville, Arkansas, United States | Batesville | Batesville | 35.7687 | -91.6226 | United States | US | USA | Arkansas |  | 12220 | 1840013398
Batesville, Indiana, United States | Batesville | Batesville | 39.2974 | -85.2139 | United States | US | USA | Indiana |  | 7930 | 1840007379
Batesville, Mississippi, United States | Batesville | Batesville | 34.3147 | -89.9249 | United States | US | USA | Mississippi |  | 7068 | 1840013607
Bath, Bath and North East Somerset, United Kingdom | Bath | Bath | 51.38 | -2.36 | United Kingdom | GB | GBR | Bath and North East Somerset |  | 88859 | 1826611282
Bath, New York, United States | Bath | Bath | 42.3219 | -77.3083 | United States | US | USA | New York |  | 12064 | 1840004559
Bath, Maine, United States | Bath | Bath | 43.9346 | -69.8346 | United States | US | USA | Maine |  | 8338 | 1840000332
Bathgate, West Lothian, United Kingdom | Bathgate | Bathgate | 55.9024 | -3.6431 | United Kingdom | GB | GBR | West Lothian |  | 20363 | 1826881376
Bathurst, New South Wales, Australia | Bathurst | Bathurst | -33.42 | 149.5778 | Australia | AU | AUS | New South Wales |  | 36801 | 1036446465
Bathurst, New Brunswick, Canada | Bathurst | Bathurst | 47.62 | -65.65 | Canada | CA | CAN | New Brunswick |  | 18154 | 1124816720
Batī, Āmara, Ethiopia | Batī | Bati | 11.1833 | 40.0167 | Ethiopia | ET | ETH | Āmara |  | 20536 | 1231243570
Batken, Batken, Kyrgyzstan | Batken | Batken | 40.0625 | 70.8194 | Kyrgyzstan | KG | KGZ | Batken | admin | 12134 | 1417022726
Batley, Kirklees, United Kingdom | Batley | Batley | 53.716 | -1.627 | United Kingdom | GB | GBR | Kirklees |  | 49448 | 1826037459
Batman, Batman, Turkey | Batman | Batman | 37.8833 | 41.1333 | Turkey | TR | TUR | Batman | admin | 447106 | 1792630786
Batna, Batna, Algeria | Batna | Batna | 35.55 | 6.1667 | Algeria | DZ | DZA | Batna | admin | 290645 | 1012093229
Batočina, Batočina, Serbia | Batočina | Batocina | 44.15 | 21.0833 | Serbia | RS | SRB | Batočina | admin |  | 1688299986
Baton Rouge, Louisiana, United States | Baton Rouge | Baton Rouge | 30.4418 | -91.131 | United States | US | USA | Louisiana | admin | 570308 | 1840013941
Bátonyterenye, Nógrád, Hungary | Bátonyterenye | Batonyterenye | 47.9892 | 19.8286 | Hungary | HU | HUN | Nógrád | minor | 11829 | 1348134134
Batouri, Est, Cameroon | Batouri | Batouri | 4.4333 | 14.3667 | Cameroon | CM | CMR | Est |  | 43821 | 1120380999
Battambang, Battambang, Cambodia | Battambang | Battambang | 13.1 | 103.2 | Cambodia | KH | KHM | Battambang | admin | 130000 | 1116106237
Battenberg, Hesse, Germany | Battenberg | Battenberg | 51.0167 | 8.65 | Germany | DE | DEU | Hesse |  | 5323 | 1276685373
Batticaloa, Eastern, Sri Lanka | Batticaloa | Batticaloa | 7.717 | 81.7 | Sri Lanka | LK | LKA | Eastern |  | 129222 | 1144464659
Battle, East Sussex, United Kingdom | Battle | Battle | 50.92 | 0.48 | United Kingdom | GB | GBR | East Sussex |  | 6673 | 1826227818
Battle Creek, Michigan, United States | Battle Creek | Battle Creek | 42.2986 | -85.2296 | United States | US | USA | Michigan |  | 76514 | 1840003176
Battle Ground, Washington, United States | Battle Ground | Battle Ground | 45.7765 | -122.5413 | United States | US | USA | Washington |  | 21252 | 1840018523
Battlefield, Missouri, United States | Battlefield | Battlefield | 37.1194 | -93.3683 | United States | US | USA | Missouri |  | 6622 | 1840007616
Battonya, Békés, Hungary | Battonya | Battonya | 46.2833 | 21.0167 | Hungary | HU | HUN | Békés |  | 5516 | 1348698214
Batu, Jawa Timur, Indonesia | Batu | Batu | -7.8672 | 112.5239 | Indonesia | ID | IDN | Jawa Timur |  | 190184 | 1360427259
Batu Pahat, Johor, Malaysia | Batu Pahat | Batu Pahat | 1.85 | 102.93 | Malaysia | MY | MYS | Johor |  | 140000 | 1458310769
Batuco, Región Metropolitana, Chile | Batuco | Batuco | -33.2299 | -70.8085 | Chile | CL | CHL | Región Metropolitana |  | 16784 | 1152375054
Batumi, Ajaria, Georgia | Batumi | Batumi | 41.6458 | 41.6417 | Georgia | GE | GEO | Ajaria | admin | 154600 | 1268193611
Baturité, Ceará, Brazil | Baturité | Baturite | -4.3296 | -38.88 | Brazil | BR | BRA | Ceará |  | 22417 | 1076144455
Baubau, Sulawesi Tenggara, Indonesia | Baubau | Baubau | -5.4667 | 122.633 | Indonesia | ID | IDN | Sulawesi Tenggara |  | 152143 | 1360789994
Baucau, Baucau, Timor-Leste | Baucau | Baucau | -8.4667 | 126.45 | Timor-Leste | TL | TLS | Baucau | admin | 14961 | 1626835210
Bauchi, Bauchi, Nigeria | Bauchi | Bauchi | 10.3158 | 9.8442 | Nigeria | NG | NGA | Bauchi | admin | 693700 | 1566483284
Baunatal, Hesse, Germany | Baunatal | Baunatal | 51.2589 | 9.4183 | Germany | DE | DEU | Hesse |  | 27750 | 1276339266
Baures, El Beni, Bolivia | Baures | Baures | -13.5833 | -63.5833 | Bolivia | BO | BOL | El Beni |  | 2422 | 1068657733
Bauru, São Paulo, Brazil | Bauru | Bauru | -22.3147 | -49.0606 | Brazil | BR | BRA | São Paulo |  | 366992 | 1076905338
Bauska, Bauskas Novads, Latvia | Bauska | Bauska | 56.4067 | 24.1875 | Latvia | LV | LVA | Bauskas Novads | admin | 9348 | 1428015452
Bauta, Artemisa, Cuba | Bauta | Bauta | 22.9919 | -82.5492 | Cuba | CU | CUB | Artemisa | minor | 23557 | 1192335041
Bautzen, Saxony, Germany | Bautzen | Bautzen | 51.1814 | 14.4239 | Germany | DE | DEU | Saxony | minor | 38329 | 1276088190
Bávaro, Yuma, Dominican Republic | Bávaro | Bavaro | 18.717 | -68.45 | Dominican Republic | DO | DOM | Yuma |  | 795 | 1214902144
Bavly, Tatarstan, Russia | Bavly | Bavly | 54.4 | 53.25 | Russia | RU | RUS | Tatarstan |  | 22145 | 1643213721
Bawku, Upper East, Ghana | Bawku | Bawku | 11.06 | -0.2422 | Ghana | GH | GHA | Upper East |  | 73594 | 1288067377
Baxley, Georgia, United States | Baxley | Baxley | 31.7643 | -82.3508 | United States | US | USA | Georgia |  | 5515 | 1840013850
Baxter, Minnesota, United States | Baxter | Baxter | 46.3426 | -94.2793 | United States | US | USA | Minnesota |  | 8364 | 1840006643
Bay City, Michigan, United States | Bay City | Bay City | 43.5903 | -83.8886 | United States | US | USA | Michigan |  | 66107 | 1840002583
Bay City, Texas, United States | Bay City | Bay City | 28.9838 | -95.9601 | United States | US | USA | Texas |  | 18661 | 1840019682
Bay Harbor Islands, Florida, United States | Bay Harbor Islands | Bay Harbor Islands | 25.8878 | -80.1335 | United States | US | USA | Florida |  | 5793 | 1840016005
Bay Hill, Florida, United States | Bay Hill | Bay Hill | 28.4558 | -81.5122 | United States | US | USA | Florida |  | 5066 | 1840029020
Bay Minette, Alabama, United States | Bay Minette | Bay Minette | 30.893 | -87.7912 | United States | US | USA | Alabama |  | 8704 | 1840000959
Bay Point, California, United States | Bay Point | Bay Point | 38.0329 | -121.9614 | United States | US | USA | California |  | 25165 | 1840028316
Bay Roberts, Newfoundland and Labrador, Canada | Bay Roberts | Bay Roberts | 47.5847 | -53.2783 | Canada | CA | CAN | Newfoundland and Labrador |  | 6012 | 1124372298
Bay Shore, New York, United States | Bay Shore | Bay Shore | 40.7317 | -73.2505 | United States | US | USA | New York |  | 30685 | 1840005017
Bay St. Louis, Mississippi, United States | Bay St. Louis | Bay St. Louis | 30.3281 | -89.3774 | United States | US | USA | Mississippi |  | 14034 | 1840013951
Bay Village, Ohio, United States | Bay Village | Bay Village | 41.4851 | -81.9315 | United States | US | USA | Ohio |  | 15194 | 1840003394
Bayamo, Granma, Cuba | Bayamo | Bayamo | 20.3817 | -76.6428 | Cuba | CU | CUB | Granma | admin | 235107 | 1192297857
Bayamón, Puerto Rico, Puerto Rico | Bayamón | Bayamon | 18.3793 | -66.1635 | Puerto Rico | PR | PRI | Puerto Rico |  | 165383 | 1630035622
Bayan Hot, Inner Mongolia, China | Bayan Hot | Bayan Hot | 38.839 | 105.6686 | China | CN | CHN | Inner Mongolia | minor | 56387 | 1156186483
Bayanhongor, Bayanhongor, Mongolia | Bayanhongor | Bayanhongor | 46.1944 | 100.7181 | Mongolia | MN | MNG | Bayanhongor | admin | 26252 | 1496815184
Bayat, Çorum, Turkey | Bayat | Bayat | 40.646 | 34.261 | Turkey | TR | TUR | Çorum | minor | 16525 | 1792851737
Bayawan, Negros Oriental, Philippines | Bayawan | Bayawan | 9.3667 | 122.8 | Philippines | PH | PHL | Negros Oriental |  | 117900 | 1608189345
Baybay, Leyte, Philippines | Baybay | Baybay | 10.6833 | 124.8 | Philippines | PH | PHL | Leyte |  | 109432 | 1608960920
Bayburt, Bayburt, Turkey | Bayburt | Bayburt | 40.2546 | 40.226 | Turkey | TR | TUR | Bayburt | admin | 66633 | 1792400872
Bayghanīn, Aqtöbe, Kazakhstan | Bayghanīn | Bayghanin | 48.6917 | 55.874 | Kazakhstan | KZ | KAZ | Aqtöbe |  | 7657 | 1398205914
Bayham, Ontario, Canada | Bayham | Bayham | 42.7333 | -80.7833 | Canada | CA | CAN | Ontario |  | 7396 | 1124000461
Bayındır, İzmir, Turkey | Bayındır | Bayindir | 38.2192 | 27.6481 | Turkey | TR | TUR | İzmir | minor | 40584 | 1792970598
Baykalsk, Irkutskaya Oblast’, Russia | Baykalsk | Baykalsk | 51.5172 | 104.1561 | Russia | RU | RUS | Irkutskaya Oblast’ |  | 12629 | 1643186912
Baymak, Bashkortostan, Russia | Baymak | Baymak | 52.5833 | 58.3167 | Russia | RU | RUS | Bashkortostan |  | 17254 | 1643017239
Bayombong, Nueva Vizcaya, Philippines | Bayombong | Bayombong | 16.4812 | 121.1497 | Philippines | PH | PHL | Nueva Vizcaya | admin |  | 1608066874
Bayonet Point, Florida, United States | Bayonet Point | Bayonet Point | 28.3254 | -82.6834 | United States | US | USA | Florida |  | 26740 | 1840014117
Bayonne, New Jersey, United States | Bayonne | Bayonne | 40.6661 | -74.1141 | United States | US | USA | New Jersey |  | 64897 | 1840003595
Bayonne, Nouvelle-Aquitaine, France | Bayonne | Bayonne | 43.49 | -1.48 | France | FR | FRA | Nouvelle-Aquitaine | minor | 51228 | 1250223048
Bayou Blue, Louisiana, United States | Bayou Blue | Bayou Blue | 29.6341 | -90.6732 | United States | US | USA | Louisiana |  | 11682 | 1840039382
Bayou Cane, Louisiana, United States | Bayou Cane | Bayou Cane | 29.6244 | -90.751 | United States | US | USA | Louisiana |  | 20829 | 1840014031
Bayport, New York, United States | Bayport | Bayport | 40.746 | -73.0546 | United States | US | USA | New York |  | 8392 | 1840005018
Bayreuth, Bavaria, Germany | Bayreuth | Bayreuth | 49.9481 | 11.5783 | Germany | DE | DEU | Bavaria | minor | 74657 | 1276275069
Bayshore Gardens, Florida, United States | Bayshore Gardens | Bayshore Gardens | 27.4345 | -82.5794 | United States | US | USA | Florida |  | 20293 | 1840014168
Baystonhill, Shropshire, United Kingdom | Baystonhill | Baystonhill | 52.6727 | -2.7654 | United Kingdom | GB | GBR | Shropshire |  | 5079 | 1826911422
Bayt al Faqīh, Al Ḩudaydah, Yemen | Bayt al Faqīh | Bayt al Faqih | 14.5167 | 43.3167 | Yemen | YE | YEM | Al Ḩudaydah | minor | 41652 | 1887465006
Baytown, Texas, United States | Baytown | Baytown | 29.7586 | -94.9669 | United States | US | USA | Texas |  | 77192 | 1840019616
Bayugan, Agusan del Sur, Philippines | Bayugan | Bayugan | 8.7143 | 125.7481 | Philippines | PH | PHL | Agusan del Sur |  | 103202 | 1608483872
Bayville, New York, United States | Bayville | Bayville | 40.9076 | -73.5602 | United States | US | USA | New York |  | 6732 | 1840005336
Baywood, New York, United States | Baywood | Baywood | 40.7533 | -73.29 | United States | US | USA | New York |  | 7389 | 1840034028
Bāzārak, Panjshir, Afghanistan | Bāzārak | Bazarak | 35.3129 | 69.5152 | Afghanistan | AF | AFG | Panjshir | admin |  | 1004374554
Bāzargān, Āz̄arbāyjān-e Gharbī, Iran | Bāzargān | Bazargan | 39.3914 | 44.3875 | Iran | IR | IRN | Āz̄arbāyjān-e Gharbī |  | 6686 | 1364598473
Bazhou, Sichuan, China | Bazhou | Bazhou | 31.8576 | 106.7559 | China | CN | CHN | Sichuan | minor | 3134000 | 1156271365
Bazhou, Hebei, China | Bazhou | Bazhou | 39.1235 | 116.386 | China | CN | CHN | Hebei |  | 622975 | 1156127276
Beach Park, Illinois, United States | Beach Park | Beach Park | 42.4261 | -87.8584 | United States | US | USA | Illinois |  | 13701 | 1840011149
Beachwood, Ohio, United States | Beachwood | Beachwood | 41.4759 | -81.503 | United States | US | USA | Ohio |  | 11590 | 1840003395
Beachwood, New Jersey, United States | Beachwood | Beachwood | 39.9286 | -74.2023 | United States | US | USA | New Jersey |  | 11312 | 1840001483
Beacon, New York, United States | Beacon | Beacon | 41.5036 | -73.9655 | United States | US | USA | New York |  | 13968 | 1840000499
Beacon Falls, Connecticut, United States | Beacon Falls | Beacon Falls | 41.439 | -73.0568 | United States | US | USA | Connecticut |  | 6115 | 1840004771
Beacon Square, Florida, United States | Beacon Square | Beacon Square | 28.2118 | -82.7504 | United States | US | USA | Florida |  | 6873 | 1840028798
Beaconsfield, Quebec, Canada | Beaconsfield | Beaconsfield | 45.4333 | -73.8667 | Canada | CA | CAN | Quebec |  | 19115 | 1124755118
Beaconsfield, Buckinghamshire, United Kingdom | Beaconsfield | Beaconsfield | 51.6009 | -0.6347 | United Kingdom | GB | GBR | Buckinghamshire |  | 12081 | 1826964711
Bear, Delaware, United States | Bear | Bear | 39.6188 | -75.6804 | United States | US | USA | Delaware |  | 21362 | 1840005568
Bear Valley Springs, California, United States | Bear Valley Springs | Bear Valley Springs | 35.1775 | -118.646 | United States | US | USA | California |  | 5442 | 1840017809
Beardstown, Illinois, United States | Beardstown | Beardstown | 39.9994 | -90.4178 | United States | US | USA | Illinois |  | 5807 | 1840007268
Bearsted, Kent, United Kingdom | Bearsted | Bearsted | 51.2738 | 0.5789 | United Kingdom | GB | GBR | Kent |  | 8010 | 1826884124
Beatrice, Nebraska, United States | Beatrice | Beatrice | 40.2737 | -96.7454 | United States | US | USA | Nebraska |  | 12226 | 1840001352
Beaubassin East / Beaubassin-est, New Brunswick, Canada | Beaubassin East / Beaubassin-est | Beaubassin East / Beaubassin-est | 46.1726 | -64.3122 | Canada | CA | CAN | New Brunswick |  | 6376 | 1124000427
Beauceville, Quebec, Canada | Beauceville | Beauceville | 46.2 | -70.7833 | Canada | CA | CAN | Quebec |  | 6354 | 1124575286
Beaudesert, Queensland, Australia | Beaudesert | Beaudesert | -27.988 | 152.9958 | Australia | AU | AUS | Queensland |  | 6395 | 1036443236
Beaufort, South Carolina, United States | Beaufort | Beaufort | 32.4597 | -80.7235 | United States | US | USA | South Carolina |  | 53051 | 1840013818
Beaufort West, Western Cape, South Africa | Beaufort West | Beaufort West | -32.35 | 22.5833 | South Africa | ZA | ZAF | Western Cape |  | 44737 | 1710940488
Beauharnois, Quebec, Canada | Beauharnois | Beauharnois | 45.32 | -73.87 | Canada | CA | CAN | Quebec |  | 12011 | 1124880971
Beaumont, Texas, United States | Beaumont | Beaumont | 30.0849 | -94.1451 | United States | US | USA | Texas |  | 146091 | 1840019612
Beaumont, California, United States | Beaumont | Beaumont | 33.9076 | -116.9766 | United States | US | USA | California |  | 51063 | 1840019298
Beaumont, Alberta, Canada | Beaumont | Beaumont | 53.3572 | -113.4147 | Canada | CA | CAN | Alberta |  | 17396 | 1124001210
Beaumont, Wallonia, Belgium | Beaumont | Beaumont | 50.2355 | 4.2383 | Belgium | BE | BEL | Wallonia |  | 7137 | 1056521734
Beaune, Bourgogne-Franche-Comté, France | Beaune | Beaune | 47.025 | 4.8397 | France | FR | FRA | Bourgogne-Franche-Comté | minor | 21031 | 1250996619
Beauport, Quebec, Canada | Beauport | Beauport | 46.9667 | -71.3 | Canada | CA | CAN | Quebec |  | 7281 | 1124715267
Beausoleil, Provence-Alpes-Côte d’Azur, France | Beausoleil | Beausoleil | 43.7419 | 7.4236 | France | FR | FRA | Provence-Alpes-Côte d’Azur |  | 13607 | 1250505648
Beauvais, Hauts-de-France, France | Beauvais | Beauvais | 49.4303 | 2.0952 | France | FR | FRA | Hauts-de-France | minor | 56020 | 1250473996
Beaver Dam, Wisconsin, United States | Beaver Dam | Beaver Dam | 43.469 | -88.8308 | United States | US | USA | Wisconsin |  | 18041 | 1840002738
Beaver Dam, Kentucky, United States | Beaver Dam | Beaver Dam | 37.4042 | -86.8742 | United States | US | USA | Kentucky |  | 6621 | 1840013232
Beaver Falls, Pennsylvania, United States | Beaver Falls | Beaver Falls | 40.762 | -80.3225 | United States | US | USA | Pennsylvania |  | 8332 | 1840001013
Beavercreek, Ohio, United States | Beavercreek | Beavercreek | 39.731 | -84.0624 | United States | US | USA | Ohio |  | 47741 | 1840007312
Beaverton, Oregon, United States | Beaverton | Beaverton | 45.4779 | -122.8168 | United States | US | USA | Oregon |  | 99037 | 1840018556
Bebedouro, São Paulo, Brazil | Bebedouro | Bebedouro | -20.9494 | -48.4792 | Brazil | BR | BRA | São Paulo |  | 77627 | 1076045128
Bebington, Wirral, United Kingdom | Bebington | Bebington | 53.35 | -3.003 | United Kingdom | GB | GBR | Wirral |  | 15768 | 1826464817
Bebra, Hesse, Germany | Bebra | Bebra | 50.9711 | 9.7903 | Germany | DE | DEU | Hesse |  | 13962 | 1276742603
Bécal, Campeche, Mexico | Bécal | Becal | 20.4414 | -90.0275 | Mexico | MX | MEX | Campeche |  | 6511 | 1484400934
Bécancour, Quebec, Canada | Bécancour | Becancour | 46.3333 | -72.4333 | Canada | CA | CAN | Quebec |  | 12438 | 1124242297
Beccles, Suffolk, United Kingdom | Beccles | Beccles | 52.458 | 1.563 | United Kingdom | GB | GBR | Suffolk |  | 10123 | 1826744549
Bečej, Bečej, Serbia | Bečej | Becej | 45.6167 | 20.0333 | Serbia | RS | SRB | Bečej | admin |  | 1688492797
Béchar, Béchar, Algeria | Béchar | Bechar | 31.6111 | -2.23 | Algeria | DZ | DZA | Béchar | admin | 143382 | 1012371820
Bechyně, Jihočeský Kraj, Czechia | Bechyně | Bechyne | 49.2953 | 14.4681 | Czechia | CZ | CZE | Jihočeský Kraj |  | 5016 | 1203303764
Beckenham, Bromley, United Kingdom | Beckenham | Beckenham | 51.408 | -0.022 | United Kingdom | GB | GBR | Bromley |  | 46844 | 1826520605
Beckett Ridge, Ohio, United States | Beckett Ridge | Beckett Ridge | 39.3448 | -84.4381 | United States | US | USA | Ohio |  | 9114 | 1840034377
Beckley, West Virginia, United States | Beckley | Beckley | 37.7878 | -81.1841 | United States | US | USA | West Virginia |  | 57942 | 1840006350
Beckum, North Rhine-Westphalia, Germany | Beckum | Beckum | 51.7558 | 8.0408 | Germany | DE | DEU | North Rhine-Westphalia |  | 36646 | 1276000534
Beckwith, Ontario, Canada | Beckwith | Beckwith | 45.0833 | -76.0667 | Canada | CA | CAN | Ontario |  | 7644 | 1124000163
Beclean, Bistriţa-Năsăud, Romania | Beclean | Beclean | 47.1797 | 24.1797 | Romania | RO | ROU | Bistriţa-Năsăud |  | 10628 | 1642699805
Bedburg, North Rhine-Westphalia, Germany | Bedburg | Bedburg | 51 | 6.5625 | Germany | DE | DEU | North Rhine-Westphalia |  | 23531 | 1276409548
Bederkesa, Lower Saxony, Germany | Bederkesa | Bederkesa | 53.6271 | 8.8304 | Germany | DE | DEU | Lower Saxony |  | 5227 | 1276174546
Bedford, Bedford, United Kingdom | Bedford | Bedford | 52.135 | -0.47 | United Kingdom | GB | GBR | Bedford |  | 106940 | 1826771105
Bedford, Texas, United States | Bedford | Bedford | 32.8464 | -97.135 | United States | US | USA | Texas |  | 49049 | 1840019424
Bedford, New Hampshire, United States | Bedford | Bedford | 42.9407 | -71.5302 | United States | US | USA | New Hampshire |  | 22388 | 1840054623
Bedford, New York, United States | Bedford | Bedford | 41.225 | -73.6678 | United States | US | USA | New York |  | 17831 | 1840057226
Bedford, Indiana, United States | Bedford | Bedford | 38.8602 | -86.4895 | United States | US | USA | Indiana |  | 14752 | 1840007426
Bedford, Massachusetts, United States | Bedford | Bedford | 42.497 | -71.2783 | United States | US | USA | Massachusetts |  | 14126 | 1840053633
Bedford, Ohio, United States | Bedford | Bedford | 41.3919 | -81.5359 | United States | US | USA | Ohio |  | 12457 | 1840003396
Bedford, Virginia, United States | Bedford | Bedford | 37.336 | -79.5179 | United States | US | USA | Virginia |  | 7240 | 1840001713
Bedford, Pennsylvania, United States | Bedford | Bedford | 40.0456 | -78.4998 | United States | US | USA | Pennsylvania |  | 5220 | 1840001396
Bedford Heights, Ohio, United States | Bedford Heights | Bedford Heights | 41.4042 | -81.5053 | United States | US | USA | Ohio |  | 10460 | 1840003397
Bedlington, Northumberland, United Kingdom | Bedlington | Bedlington | 55.133 | -1.583 | United Kingdom | GB | GBR | Northumberland |  | 18470 | 1826713966
Bedminster, New Jersey, United States | Bedminster | Bedminster | 40.6693 | -74.6824 | United States | US | USA | New Jersey |  | 8112 | 1840081706
Bedminster, Pennsylvania, United States | Bedminster | Bedminster | 40.4223 | -75.1938 | United States | US | USA | Pennsylvania |  | 7098 | 1840098454
Bednodem’yanovsk, Penzenskaya Oblast’, Russia | Bednodem’yanovsk | Bednodem'yanovsk | 53.9333 | 43.1833 | Russia | RU | RUS | Penzenskaya Oblast’ |  | 7106 | 1643965471
Bedourie, Queensland, Australia | Bedourie | Bedourie | -24.35 | 139.4667 | Australia | AU | AUS | Queensland |  | 122 | 1036680924
Bedwas, Caerphilly, United Kingdom | Bedwas | Bedwas | 51.5926 | -3.2061 | United Kingdom | GB | GBR | Caerphilly |  | 8512 | 1826357082
Bedworth, Warwickshire, United Kingdom | Bedworth | Bedworth | 52.475 | -1.477 | United Kingdom | GB | GBR | Warwickshire |  | 30648 | 1826435844
Bee Cave, Texas, United States | Bee Cave | Bee Cave | 30.3084 | -97.9629 | United States | US | USA | Texas |  | 6841 | 1840023142
Bee Ridge, Florida, United States | Bee Ridge | Bee Ridge | 27.2855 | -82.4731 | United States | US | USA | Florida |  | 10012 | 1840028632
Beebe, Arkansas, United States | Beebe | Beebe | 35.0712 | -91.8996 | United States | US | USA | Arkansas |  | 7497 | 1840013439
Beech Grove, Indiana, United States | Beech Grove | Beech Grove | 39.7157 | -86.0871 | United States | US | USA | Indiana |  | 14937 | 1840007307
Beecher, Michigan, United States | Beecher | Beecher | 43.0903 | -83.7039 | United States | US | USA | Michigan |  | 9128 | 1840004343
Beekman, New York, United States | Beekman | Beekman | 41.6042 | -73.6945 | United States | US | USA | New York |  | 14473 | 1840057227
Beekmantown, New York, United States | Beekmantown | Beekmantown | 44.7719 | -73.4997 | United States | US | USA | New York |  | 5486 | 1840057228
Beelitz, Brandenburg, Germany | Beelitz | Beelitz | 52.2333 | 12.9667 | Germany | DE | DEU | Brandenburg |  | 12448 | 1276861998
Beerfelden, Hesse, Germany | Beerfelden | Beerfelden | 49.5676 | 8.9738 | Germany | DE | DEU | Hesse |  | 6399 | 1276859508
Beersheba, Southern, Israel | Beersheba | Beersheba | 31.2589 | 34.7978 | Israel | IL | ISR | Southern | admin | 209000 | 1376023307
Beerwah, Queensland, Australia | Beerwah | Beerwah | -26.8556 | 152.96 | Australia | AU | AUS | Queensland |  | 6769 | 1036411138
Beeskow, Brandenburg, Germany | Beeskow | Beeskow | 52.1667 | 14.25 | Germany | DE | DEU | Brandenburg | minor | 8042 | 1276512427
Beeston, Nottinghamshire, United Kingdom | Beeston | Beeston | 52.927 | -1.215 | United Kingdom | GB | GBR | Nottinghamshire |  | 37000 | 1826483601
Beeville, Texas, United States | Beeville | Beeville | 28.4059 | -97.7494 | United States | US | USA | Texas |  | 18068 | 1840019698
Bègles, Nouvelle-Aquitaine, France | Bègles | Begles | 44.8086 | -0.5478 | France | FR | FRA | Nouvelle-Aquitaine |  | 28601 | 1250300357
Begusarai, Bihār, India | Begusarai | Begusarai | 25.42 | 86.13 | India | IN | IND | Bihār |  | 252008 | 1356619346
Behbahān, Khūzestān, Iran | Behbahān | Behbahan | 30.5958 | 50.2417 | Iran | IR | IRN | Khūzestān | minor | 122604 | 1364393434
Beian, Heilongjiang, China | Beian | Beian | 48.2395 | 126.5037 | China | CN | CHN | Heilongjiang |  | 470000 | 1156084414
Beichengqu, Inner Mongolia, China | Beichengqu | Beichengqu | 40.4348 | 113.1565 | China | CN | CHN | Inner Mongolia | minor | 245608 | 1156401666
Beidao, Gansu, China | Beidao | Beidao | 34.6 | 105.92 | China | CN | CHN | Gansu | minor | 1225000 | 1156137209
Beihai, Guangxi, China | Beihai | Beihai | 21.4667 | 109.1 | China | CN | CHN | Guangxi |  | 1539251 | 1156421449
Beijing, Beijing, China | Beijing | Beijing | 39.905 | 116.3914 | China | CN | CHN | Beijing | primary | 19433000 | 1156228865
Beilngries, Bavaria, Germany | Beilngries | Beilngries | 49.0333 | 11.4667 | Germany | DE | DEU | Bavaria |  | 9768 | 1276091719
Beilstein, Baden-Württemberg, Germany | Beilstein | Beilstein | 49.0333 | 9.3167 | Germany | DE | DEU | Baden-Württemberg |  | 6195 | 1276654199
Beining, Liaoning, China | Beining | Beining | 41.5933 | 121.7932 | China | CN | CHN | Liaoning |  | 514898 | 1156424678
Beipiao, Liaoning, China | Beipiao | Beipiao | 41.802 | 120.7621 | China | CN | CHN | Liaoning |  | 496164 | 1156378599
Beira, Sofala, Mozambique | Beira | Beira | -19.8333 | 34.85 | Mozambique | MZ | MOZ | Sofala | admin | 439264 | 1508407369
Beirut, Beyrouth, Lebanon | Beirut | Beirut | 33.8869 | 35.5131 | Lebanon | LB | LBN | Beyrouth | primary | 361366 | 1422847713
Beitbridge, Matabeleland South, Zimbabwe | Beitbridge | Beitbridge | -22.2167 | 30 | Zimbabwe | ZW | ZWE | Matabeleland South |  | 41767 | 1716929295
Beith, North Ayrshire, United Kingdom | Beith | Beith | 55.7533 | -4.6319 | United Kingdom | GB | GBR | North Ayrshire |  | 6346 | 1826483582
Beja, Beja, Portugal | Beja | Beja | 38.0333 | -7.8833 | Portugal | PT | PRT | Beja | admin | 35854 | 1620050458
Béja, Béja, Tunisia | Béja | Beja | 36.7304 | 9.19 | Tunisia | TN | TUN | Béja | admin | 59567 | 1788225711
Bejaïa, Bejaïa, Algeria | Bejaïa | Bejaia | 36.75 | 5.0667 | Algeria | DZ | DZA | Bejaïa | admin | 176139 | 1012140298
Bekasi, Jawa Barat, Indonesia | Bekasi | Bekasi | -6.2333 | 107 | Indonesia | ID | IDN | Jawa Barat |  | 2381053 | 1360006015
Békés, Békés, Hungary | Békés | Bekes | 46.7769 | 21.125 | Hungary | HU | HUN | Békés | minor | 18322 | 1348964497
Békéscsaba, Békés, Hungary | Békéscsaba | Bekescsaba | 46.6833 | 21.0833 | Hungary | HU | HUN | Békés | admin | 58996 | 1348329493
Bekily, Toliara, Madagascar | Bekily | Bekily | -24.2162 | 45.3166 | Madagascar | MG | MDG | Toliara |  | 4286 | 1450655091
Bekobod, Toshkent, Uzbekistan | Bekobod | Bekobod | 40.2258 | 69.2292 | Uzbekistan | UZ | UZB | Toshkent |  | 82082 | 1860881451
Bel Air, Maryland, United States | Bel Air | Bel Air | 39.5348 | -76.346 | United States | US | USA | Maryland |  | 10119 | 1840005668
Bel Air North, Maryland, United States | Bel Air North | Bel Air North | 39.5544 | -76.3733 | United States | US | USA | Maryland |  | 31582 | 1840073591
Bel Air South, Maryland, United States | Bel Air South | Bel Air South | 39.5051 | -76.3197 | United States | US | USA | Maryland |  | 48269 | 1840073592
Bel Aire, Kansas, United States | Bel Aire | Bel Aire | 37.7749 | -97.2457 | United States | US | USA | Kansas |  | 8300 | 1840045965
Bela Crkva, Bela Crkva, Serbia | Bela Crkva | Bela Crkva | 44.8975 | 21.4172 | Serbia | RS | SRB | Bela Crkva | admin | 10675 | 1688101335
Bela Palanka, Bela Palanka, Serbia | Bela Palanka | Bela Palanka | 43.2178 | 22.3067 | Serbia | RS | SRB | Bela Palanka | admin |  | 1688276422
Bélabo, Est, Cameroon | Bélabo | Belabo | 4.9333 | 13.3 | Cameroon | CM | CMR | Est |  | 22553 | 1120106572
Belampalli, Telangana, India | Belampalli | Belampalli | 19.0558 | 79.4931 | India | IN | IND | Telangana |  | 55841 | 1356972240
Belaya Kalitva, Rostovskaya Oblast’, Russia | Belaya Kalitva | Belaya Kalitva | 48.1667 | 40.7833 | Russia | RU | RUS | Rostovskaya Oblast’ | minor | 40275 | 1643376629
Belaya Kholunitsa, Kirovskaya Oblast’, Russia | Belaya Kholunitsa | Belaya Kholunitsa | 58.8333 | 50.85 | Russia | RU | RUS | Kirovskaya Oblast’ |  | 10406 | 1643961452
Bełchatów, Łódzkie, Poland | Bełchatów | Belchatow | 51.3667 | 19.3667 | Poland | PL | POL | Łódzkie | minor | 59025 | 1616973390
Belchertown, Massachusetts, United States | Belchertown | Belchertown | 42.2787 | -72.4004 | United States | US | USA | Massachusetts |  | 14967 | 1840053455
Belčišta, Debarca, Macedonia | Belčišta | Belcista | 41.3028 | 20.8303 | Macedonia | MK | MKD | Debarca | admin |  | 1807953626
Belding, Michigan, United States | Belding | Belding | 43.0968 | -85.2331 | United States | US | USA | Michigan |  | 5771 | 1840003074
Belebey, Bashkortostan, Russia | Belebey | Belebey | 54.1 | 54.1333 | Russia | RU | RUS | Bashkortostan |  | 60188 | 1643040403
Beledweyne, Hiiraan, Somalia | Beledweyne | Beledweyne | 4.736 | 45.204 | Somalia | SO | SOM | Hiiraan | admin | 62945 | 1706018197
Belém, Pará, Brazil | Belém | Belem | -1.4558 | -48.5039 | Brazil | BR | BRA | Pará | admin | 1393399 | 1076646823
Belen, Hatay, Turkey | Belen | Belen | 36.4917 | 36.1917 | Turkey | TR | TUR | Hatay | minor | 33540 | 1792296962
Belen, New Mexico, United States | Belen | Belen | 34.7115 | -106.7985 | United States | US | USA | New Mexico |  | 7416 | 1840019194
Belén, Concepción, Paraguay | Belén | Belen | -23.4695 | -57.24 | Paraguay | PY | PRY | Concepción |  | 11359 | 1600551990
Belén, Catamarca, Argentina | Belén | Belen | -27.6496 | -67.0333 | Argentina | AR | ARG | Catamarca | minor | 11359 | 1032969950
Belene, Pleven, Bulgaria | Belene | Belene | 43.6456 | 25.1258 | Bulgaria | BG | BGR | Pleven | minor | 8122 | 1100975983
Belëv, Tul’skaya Oblast’, Russia | Belëv | Belev | 53.8 | 36.1333 | Russia | RU | RUS | Tul’skaya Oblast’ |  | 13180 | 1643708912
Belfast, Belfast, United Kingdom | Belfast | Belfast | 54.5964 | -5.93 | United Kingdom | GB | GBR | Belfast |  | 333871 | 1826325087
Belfort, Bourgogne-Franche-Comté, France | Belfort | Belfort | 47.64 | 6.85 | France | FR | FRA | Bourgogne-Franche-Comté | minor | 114445 | 1250108238
Belgaum, Karnātaka, India | Belgaum | Belgaum | 15.8667 | 74.5 | India | IN | IND | Karnātaka |  | 488157 | 1356390535
Belgorod, Belgorodskaya Oblast’, Russia | Belgorod | Belgorod | 50.6 | 36.6 | Russia | RU | RUS | Belgorodskaya Oblast’ | admin | 391135 | 1643407900
Belgrade, Beograd, Serbia | Belgrade | Belgrade | 44.8167 | 20.4667 | Serbia | RS | SRB | Beograd | primary | 1378682 | 1688374696
Belgrade, Montana, United States | Belgrade | Belgrade | 45.7796 | -111.1751 | United States | US | USA | Montana |  | 17743 | 1840018508
Belgrave, Leicester, United Kingdom | Belgrave | Belgrave | 52.6566 | -1.1262 | United Kingdom | GB | GBR | Leicester |  | 11558 | 1826809657
Belinskiy, Penzenskaya Oblast’, Russia | Belinskiy | Belinskiy | 52.9667 | 43.4167 | Russia | RU | RUS | Penzenskaya Oblast’ |  | 7694 | 1643873820
Belišće, Osječko-Baranjska Županija, Croatia | Belišće | Belisce | 45.6833 | 18.4 | Croatia | HR | HRV | Osječko-Baranjska Županija | minor | 7197 | 1191824256
Belize City, Belize, Belize | Belize City | Belize City | 17.4986 | -88.1886 | Belize | BZ | BLZ | Belize | admin | 57169 | 1084150679
Bell, California, United States | Bell | Bell | 33.9801 | -118.1798 | United States | US | USA | California |  | 35521 | 1840019228
Bell Gardens, California, United States | Bell Gardens | Bell Gardens | 33.9663 | -118.155 | United States | US | USA | California |  | 42012 | 1840019229
Bell Ville, Córdoba, Argentina | Bell Ville | Bell Ville | -32.6333 | -62.6833 | Argentina | AR | ARG | Córdoba | minor | 33835 | 1032028928
Bella Unión, Artigas, Uruguay | Bella Unión | Bella Union | -30.26 | -57.5992 | Uruguay | UY | URY | Artigas |  | 19100 | 1858883224
Bella Vista, Buenos Aires, Argentina | Bella Vista | Bella Vista | -34.5333 | -58.6667 | Argentina | AR | ARG | Buenos Aires |  | 72000 | 1032720412
Bella Vista, Arkansas, United States | Bella Vista | Bella Vista | 36.4667 | -94.2707 | United States | US | USA | Arkansas |  | 28872 | 1840015287
Bella Vista, Amambay, Paraguay | Bella Vista | Bella Vista | -22.1296 | -56.52 | Paraguay | PY | PRY | Amambay |  | 16852 | 1600430147
Belladère, Centre, Haiti | Belladère | Belladere | 18.85 | -71.7833 | Haiti | HT | HTI | Centre |  | 60239 | 1332473025
Bellaire, Texas, United States | Bellaire | Bellaire | 29.704 | -95.4622 | United States | US | USA | Texas |  | 18971 | 1840019617
Bellair-Meadowbrook Terrace, Florida, United States | Bellair-Meadowbrook Terrace | Bellair-Meadowbrook Terrace | 30.1796 | -81.7375 | United States | US | USA | Florida |  | 15117 | 1840073845
Bellary, Karnātaka, India | Bellary | Bellary | 15.15 | 76.915 | India | IN | IND | Karnātaka |  | 445388 | 1356209152
Bellbrook, Ohio, United States | Bellbrook | Bellbrook | 39.6384 | -84.0863 | United States | US | USA | Ohio |  | 7344 | 1840007313
Belle Chasse, Louisiana, United States | Belle Chasse | Belle Chasse | 29.8472 | -90.0069 | United States | US | USA | Louisiana |  | 13490 | 1840014028
Belle Fourche, South Dakota, United States | Belle Fourche | Belle Fourche | 44.6642 | -103.8564 | United States | US | USA | South Dakota |  | 5341 | 1840002127
Belle Glade, Florida, United States | Belle Glade | Belle Glade | 26.692 | -80.6672 | United States | US | USA | Florida |  | 28665 | 1840014206
Belle Haven, Virginia, United States | Belle Haven | Belle Haven | 38.7775 | -77.0574 | United States | US | USA | Virginia |  | 6877 | 1840145044
Belle Isle, Florida, United States | Belle Isle | Belle Isle | 28.4724 | -81.3491 | United States | US | USA | Florida |  | 7240 | 1840014101
Belle Plaine, Minnesota, United States | Belle Plaine | Belle Plaine | 44.6188 | -93.7643 | United States | US | USA | Minnesota |  | 6660 | 1840006775
Bellefontaine, Ohio, United States | Bellefontaine | Bellefontaine | 40.3627 | -83.763 | United States | US | USA | Ohio |  | 13114 | 1840007233
Bellefontaine Neighbors, Missouri, United States | Bellefontaine Neighbors | Bellefontaine Neighbors | 38.7529 | -90.228 | United States | US | USA | Missouri |  | 10397 | 1840007449
Bellefonte, Pennsylvania, United States | Bellefonte | Bellefonte | 40.9141 | -77.7683 | United States | US | USA | Pennsylvania |  | 12998 | 1840000822
Belleview, Florida, United States | Belleview | Belleview | 29.0609 | -82.0565 | United States | US | USA | Florida |  | 5101 | 1840014040
Belleville, New Jersey, United States | Belleville | Belleville | 40.795 | -74.1616 | United States | US | USA | New Jersey |  | 36069 | 1840131591
Belleville, Ontario, Canada | Belleville | Belleville | 44.1667 | -77.3833 | Canada | CA | CAN | Ontario |  | 50716 | 1124786959
Belleville, Illinois, United States | Belleville | Belleville | 38.5165 | -89.99 | United States | US | USA | Illinois |  | 40897 | 1840007486
Bellevue, Washington, United States | Bellevue | Bellevue | 47.5951 | -122.1535 | United States | US | USA | Washington |  | 148164 | 1840018417
Bellevue, Pennsylvania, United States | Bellevue | Bellevue | 40.4945 | -80.055 | United States | US | USA | Pennsylvania |  | 8036 | 1840001203
Bellevue, Kentucky, United States | Bellevue | Bellevue | 39.1011 | -84.4776 | United States | US | USA | Kentucky |  | 5721 | 1840013164
Bellevue, Nebraska, United States | Bellevue | Bellevue | 41.1535 | -95.9357 | United States | US | USA | Nebraska |  | 53544 | 1840007142
Bellevue, Wisconsin, United States | Bellevue | Bellevue | 44.4593 | -87.9554 | United States | US | USA | Wisconsin |  | 15944 | 1840000308
Bellevue, Ohio, United States | Bellevue | Bellevue | 41.2743 | -82.8394 | United States | US | USA | Ohio |  | 8094 | 1840000654
Bellflower, California, United States | Bellflower | Bellflower | 33.888 | -118.1271 | United States | US | USA | California |  | 76435 | 1840019230
Bellingham, Washington, United States | Bellingham | Bellingham | 48.7543 | -122.4687 | United States | US | USA | Washington |  | 130641 | 1840018346
Bellingham, Massachusetts, United States | Bellingham | Bellingham | 42.0777 | -71.4741 | United States | US | USA | Massachusetts |  | 17016 | 1840053544
Bellinzona, Ticino, Switzerland | Bellinzona | Bellinzona | 46.1956 | 9.0238 | Switzerland | CH | CHE | Ticino |  | 43220 | 1756130026
Bellmawr, New Jersey, United States | Bellmawr | Bellmawr | 39.8665 | -75.0941 | United States | US | USA | New Jersey |  | 11359 | 1840000731
Bellmead, Texas, United States | Bellmead | Bellmead | 31.6025 | -97.0896 | United States | US | USA | Texas |  | 10744 | 1840019531
Bellmore, New York, United States | Bellmore | Bellmore | 40.6569 | -73.5285 | United States | US | USA | New York |  | 15730 | 1840005232
Bello, Antioquia, Colombia | Bello | Bello | 6.33 | -75.57 | Colombia | CO | COL | Antioquia | minor | 519670 | 1170423489
Bellows Falls, Vermont, United States | Bellows Falls | Bellows Falls | 43.1344 | -72.455 | United States | US | USA | Vermont |  | 5381 | 1840004334
Bellshill, North Lanarkshire, United Kingdom | Bellshill | Bellshill | 55.8165 | -4.0262 | United Kingdom | GB | GBR | North Lanarkshire |  | 20650 | 1826995667
Bellview, Florida, United States | Bellview | Bellview | 30.462 | -87.312 | United States | US | USA | Florida |  | 21269 | 1840013912
Bellwood, Illinois, United States | Bellwood | Bellwood | 41.8829 | -87.8762 | United States | US | USA | Illinois |  | 18672 | 1840011248
Bellwood, Virginia, United States | Bellwood | Bellwood | 37.406 | -77.4363 | United States | US | USA | Virginia |  | 6157 | 1840006407
Belmar, New Jersey, United States | Belmar | Belmar | 40.1798 | -74.0255 | United States | US | USA | New Jersey |  | 5545 | 1840001355
Belmont, California, United States | Belmont | Belmont | 37.5154 | -122.2955 | United States | US | USA | California |  | 26941 | 1840018924
Belmont, Massachusetts, United States | Belmont | Belmont | 42.396 | -71.1795 | United States | US | USA | Massachusetts |  | 26043 | 1840053474
Belmont, North Carolina, United States | Belmont | Belmont | 35.2211 | -81.0402 | United States | US | USA | North Carolina |  | 12558 | 1840013469
Belmont, New Hampshire, United States | Belmont | Belmont | 43.4685 | -71.4757 | United States | US | USA | New Hampshire |  | 7298 | 1840054639
Belmont, Virginia, United States | Belmont | Belmont | 39.065 | -77.4965 | United States | US | USA | Virginia |  | 6629 | 1840024496
Belmopan, Cayo, Belize | Belmopan | Belmopan | 17.25 | -88.7675 | Belize | BZ | BLZ | Cayo | primary | 17222 | 1084586375
Belo Horizonte, Minas Gerais, Brazil | Belo Horizonte | Belo Horizonte | -19.8917 | -43.9478 | Brazil | BR | BRA | Minas Gerais | admin | 5159000 | 1076967355
Beloeil, Quebec, Canada | Beloeil | Beloeil | 45.5667 | -73.2 | Canada | CA | CAN | Quebec |  | 50796 | 1124469084
Belogorsk, Amurskaya Oblast’, Russia | Belogorsk | Belogorsk | 50.9167 | 128.4833 | Russia | RU | RUS | Amurskaya Oblast’ |  | 66183 | 1643671200
Belogradchik, Vidin, Bulgaria | Belogradchik | Belogradchik | 43.6269 | 22.6833 | Bulgaria | BG | BGR | Vidin | minor | 5775 | 1100340297
Beloit, Wisconsin, United States | Beloit | Beloit | 42.523 | -89.0184 | United States | US | USA | Wisconsin |  | 63762 | 1840002471
Belokurikha, Altayskiy Kray, Russia | Belokurikha | Belokurikha | 52 | 84.9833 | Russia | RU | RUS | Altayskiy Kray |  | 15160 | 1643613232
Belomorsk, Kareliya, Russia | Belomorsk | Belomorsk | 64.5167 | 34.7667 | Russia | RU | RUS | Kareliya |  | 9861 | 1643588400
Beloozërskiy, Moskovskaya Oblast’, Russia | Beloozërskiy | Beloozerskiy | 55.4614 | 38.4422 | Russia | RU | RUS | Moskovskaya Oblast’ |  | 18297 | 1643491121
Belorechensk, Krasnodarskiy Kray, Russia | Belorechensk | Belorechensk | 44.7667 | 39.8667 | Russia | RU | RUS | Krasnodarskiy Kray | minor | 52082 | 1643229263
Beloretsk, Bashkortostan, Russia | Beloretsk | Beloretsk | 53.9667 | 58.4 | Russia | RU | RUS | Bashkortostan |  | 65477 | 1643447458
Beloslav, Varna, Bulgaria | Beloslav | Beloslav | 43.1892 | 27.705 | Bulgaria | BG | BGR | Varna | minor | 8017 | 1100318349
Belousovo, Kaluzhskaya Oblast’, Russia | Belousovo | Belousovo | 55.0917 | 36.6667 | Russia | RU | RUS | Kaluzhskaya Oblast’ |  | 9288 | 1643537529
Belovo, Kemerovskaya Oblast’, Russia | Belovo | Belovo | 54.4167 | 86.3 | Russia | RU | RUS | Kemerovskaya Oblast’ |  | 72519 | 1643699718
Beloyarskiy, Khanty-Mansiyskiy Avtonomnyy Okrug-Yugra, Russia | Beloyarskiy | Beloyarskiy | 63.7167 | 66.6667 | Russia | RU | RUS | Khanty-Mansiyskiy Avtonomnyy Okrug-Yugra |  | 19542 | 1643836632
Belozërsk, Vologodskaya Oblast’, Russia | Belozërsk | Belozersk | 60.0333 | 37.7833 | Russia | RU | RUS | Vologodskaya Oblast’ |  | 8786 | 1643349305
Belp, Bern, Switzerland | Belp | Belp | 46.8914 | 7.4972 | Switzerland | CH | CHE | Bern |  | 11439 | 1756855405
Belper, Derbyshire, United Kingdom | Belper | Belper | 53.029 | -1.475 | United Kingdom | GB | GBR | Derbyshire |  | 21822 | 1826949815
Belpre, Ohio, United States | Belpre | Belpre | 39.2815 | -81.5971 | United States | US | USA | Ohio |  | 6386 | 1840001544
Belsh, Elbasan, Albania | Belsh | Belsh | 40.9833 | 19.8833 | Albania | AL | ALB | Elbasan |  | 8781 | 1008080226
Beltinci, Beltinci, Slovenia | Beltinci | Beltinci | 46.6053 | 16.2406 | Slovenia | SI | SVN | Beltinci | admin |  | 1705238814
Belton, Missouri, United States | Belton | Belton | 38.8193 | -94.5334 | United States | US | USA | Missouri |  | 23642 | 1840007463
Belton, Texas, United States | Belton | Belton | 31.0525 | -97.479 | United States | US | USA | Texas |  | 22885 | 1840019556
Belton, South Carolina, United States | Belton | Belton | 34.5237 | -82.4937 | United States | US | USA | South Carolina |  | 5865 | 1840013582
Beltsville, Maryland, United States | Beltsville | Beltsville | 39.0394 | -76.9211 | United States | US | USA | Maryland |  | 17589 | 1840005945
Belūr, Karnātaka, India | Belūr | Belur | 13.1642 | 75.8647 | India | IN | IND | Karnātaka |  | 20225 | 1356747417
Belvedere Park, Georgia, United States | Belvedere Park | Belvedere Park | 33.7488 | -84.2598 | United States | US | USA | Georgia |  | 15543 | 1840013699
Belvidere, Illinois, United States | Belvidere | Belvidere | 42.2544 | -88.8649 | United States | US | USA | Illinois |  | 25143 | 1840006971
Belzig, Brandenburg, Germany | Belzig | Belzig | 52.1422 | 12.5956 | Germany | DE | DEU | Brandenburg |  | 11144 | 1276375390
Bełżyce, Lubelskie, Poland | Bełżyce | Belzyce | 51.1833 | 22.2667 | Poland | PL | POL | Lubelskie |  | 7090 | 1616649550
Bemidji, Minnesota, United States | Bemidji | Bemidji | 47.4828 | -94.8796 | United States | US | USA | Minnesota |  | 16807 | 1840006600
Ben Arous, Ben Arous, Tunisia | Ben Arous | Ben Arous | 36.7545 | 10.2217 | Tunisia | TN | TUN | Ben Arous | admin |  | 1788439087
Ben Gardane, Médenine, Tunisia | Ben Gardane | Ben Gardane | 33.1404 | 11.22 | Tunisia | TN | TUN | Médenine |  | 19843 | 1788380441
Ben Lomond, California, United States | Ben Lomond | Ben Lomond | 37.0782 | -122.0882 | United States | US | USA | California |  | 7071 | 1840017649
Bến Tre, Bến Tre, Vietnam | Bến Tre | Ben Tre | 10.2333 | 106.3833 | Vietnam | VN | VNM | Bến Tre | admin | 59442 | 1704108909
Benalla, Victoria, Australia | Benalla | Benalla | -36.5519 | 145.9817 | Australia | AU | AUS | Victoria |  | 9298 | 1036934047
Benalmádena, Andalusia, Spain | Benalmádena | Benalmadena | 36.5969 | -4.5535 | Spain | ES | ESP | Andalusia |  | 68128 | 1724108022
Benátky nad Jizerou, Středočeský Kraj, Czechia | Benátky nad Jizerou | Benatky nad Jizerou | 50.2909 | 14.8235 | Czechia | CZ | CZE | Středočeský Kraj |  | 7459 | 1203961818
Benavente, Santarém, Portugal | Benavente | Benavente | 38.9833 | -8.8167 | Portugal | PT | PRT | Santarém | minor | 29019 | 1620484545
Benbrook, Texas, United States | Benbrook | Benbrook | 32.6787 | -97.4638 | United States | US | USA | Texas |  | 23502 | 1840019425
Bend, Oregon, United States | Bend | Bend | 44.0562 | -121.3087 | United States | US | USA | Oregon |  | 109802 | 1840018618
Bender, Bender, Moldova | Bender | Bender | 46.8333 | 29.4833 | Moldova | MD | MDA | Bender | admin | 91882 | 1498257678
Bendigo, Victoria, Australia | Bendigo | Bendigo | -36.75 | 144.2667 | Australia | AU | AUS | Victoria |  | 99122 | 1036537913
Bendorf, Rhineland-Palatinate, Germany | Bendorf | Bendorf | 50.4297 | 7.5703 | Germany | DE | DEU | Rhineland-Palatinate |  | 16940 | 1276205648
Bené Beraq, Tel Aviv, Israel | Bené Beraq | Bene Beraq | 32.0807 | 34.8338 | Israel | IL | ISR | Tel Aviv |  | 193774 | 1376944837
Benedikt, Benedikt, Slovenia | Benedikt | Benedikt | 46.6086 | 15.8883 | Slovenia | SI | SVN | Benedikt | admin |  | 1705523597
Benešov, Středočeský Kraj, Czechia | Benešov | Benesov | 49.7817 | 14.687 | Czechia | CZ | CZE | Středočeský Kraj |  | 16758 | 1203042729
Benevento, Campania, Italy | Benevento | Benevento | 41.1256 | 14.7811 | Italy | IT | ITA | Campania | minor | 61791 | 1380723198
Bengbu, Anhui, China | Bengbu | Bengbu | 32.9354 | 117.3531 | China | CN | CHN | Anhui |  | 3525000 | 1156440668
Benghazi, Banghāzī, Libya | Benghazi | Benghazi | 32.1167 | 20.0667 | Libya | LY | LBY | Banghāzī | admin | 631555 | 1434915572
Bengkulu, Bengkulu, Indonesia | Bengkulu | Bengkulu | -3.7956 | 102.2592 | Indonesia | ID | IDN | Bengkulu | admin | 360495 | 1360191448
Bengonbeyene, Wele-Nzas, Equatorial Guinea | Bengonbeyene | Bengonbeyene | 1.6931 | 11.0342 | Equatorial Guinea | GQ | GNQ | Wele-Nzas |  | 15644 | 1226996248
Benguela, Benguela, Angola | Benguela | Benguela | -12.55 | 13.4167 | Angola | AO | AGO | Benguela | admin | 513000 | 1024141961
Beni, Nord-Kivu, Congo (Kinshasa) | Beni | Beni | 0.5 | 29.4667 | Congo (Kinshasa) | CD | COD | Nord-Kivu |  | 332903 | 1180325051
Beni Enzar, Oriental, Morocco | Beni Enzar | Beni Enzar | 35.2569 | -2.9342 | Morocco | MA | MAR | Oriental |  | 56582 | 1504616684
Béni Mellal, Béni Mellal-Khénifra, Morocco | Béni Mellal | Beni Mellal | 32.3373 | -6.3498 | Morocco | MA | MAR | Béni Mellal-Khénifra | admin |  | 1504131639
Beni Ounif, Béchar, Algeria | Beni Ounif | Beni Ounif | 32.0493 | -1.2514 | Algeria | DZ | DZA | Béchar |  | 5628 | 1012327989
Benicia, California, United States | Benicia | Benicia | 38.0725 | -122.1525 | United States | US | USA | California |  | 28240 | 1840018858
Benidorm, Valencia, Spain | Benidorm | Benidorm | 38.5342 | -0.1314 | Spain | ES | ESP | Valencia |  | 68721 | 1724178356
Benin City, Edo, Nigeria | Benin City | Benin City | 6.3176 | 5.6145 | Nigeria | NG | NGA | Edo | admin | 1190000 | 1566080151
Benito Juárez, Buenos Aires, Argentina | Benito Juárez | Benito Juarez | -37.6655 | -59.8 | Argentina | AR | ARG | Buenos Aires | minor | 10609 | 1032382110
Benjamín Hill, Sonora, Mexico | Benjamín Hill | Benjamin Hill | 30.1667 | -111.1 | Mexico | MX | MEX | Sonora | minor | 5285 | 1484490786
Benner, Pennsylvania, United States | Benner | Benner | 40.8698 | -77.8154 | United States | US | USA | Pennsylvania |  | 9242 | 1840143700
Bennettsville, South Carolina, United States | Bennettsville | Bennettsville | 34.6303 | -79.6874 | United States | US | USA | South Carolina |  | 11086 | 1840013583
Bennington, Vermont, United States | Bennington | Bennington | 42.8852 | -73.2132 | United States | US | USA | Vermont |  | 15179 | 1840070381
Benoni, Gauteng, South Africa | Benoni | Benoni | -26.1883 | 28.3206 | South Africa | ZA | ZAF | Gauteng |  | 158777 | 1710880986
Bensalem, Pennsylvania, United States | Bensalem | Bensalem | 40.1086 | -74.9431 | United States | US | USA | Pennsylvania |  | 60370 | 1840152153
Bensenville, Illinois, United States | Bensenville | Bensenville | 41.9593 | -87.9433 | United States | US | USA | Illinois |  | 18044 | 1840011398
Bensheim, Hesse, Germany | Bensheim | Bensheim | 49.6811 | 8.6228 | Germany | DE | DEU | Hesse |  | 40456 | 1276256416
Bensley, Virginia, United States | Bensley | Bensley | 37.447 | -77.442 | United States | US | USA | Virginia |  | 6327 | 1840006408
Benslimane, Casablanca-Settat, Morocco | Benslimane | Benslimane | 33.6122 | -7.1211 | Morocco | MA | MAR | Casablanca-Settat |  | 57101 | 1504790296
Bensonville, Montserrado, Liberia | Bensonville | Bensonville | 6.4456 | -10.6097 | Liberia | LR | LBR | Montserrado | admin | 4089 | 1430964557
Bensville, Maryland, United States | Bensville | Bensville | 38.6176 | -77.0077 | United States | US | USA | Maryland |  | 13247 | 1840073595
Bentiu, Unity, South Sudan | Bentiu | Bentiu | 9.25 | 29.8 | South Sudan | SS | SSD | Unity | admin | 7781 | 1728684421
Bentley, Western Australia, Australia | Bentley | Bentley | -32.001 | 115.924 | Australia | AU | AUS | Western Australia |  | 8782 | 1036133213
Bento Gonçalves, Rio Grande do Sul, Brazil | Bento Gonçalves | Bento Goncalves | -29.1695 | -51.52 | Brazil | BR | BRA | Rio Grande do Sul |  | 94271 | 1076492877
Benton, Arkansas, United States | Benton | Benton | 34.5775 | -92.5712 | United States | US | USA | Arkansas |  | 36820 | 1840013572
Benton, Illinois, United States | Benton | Benton | 38.011 | -88.9179 | United States | US | USA | Illinois |  | 7518 | 1840007543
Benton, Louisiana, United States | Benton | Benton | 32.6906 | -93.74 | United States | US | USA | Louisiana |  | 5732 | 1840015769
Benton Harbor, Michigan, United States | Benton Harbor | Benton Harbor | 42.1159 | -86.4488 | United States | US | USA | Michigan |  | 59216 | 1840003215
Bentonville, Arkansas, United States | Bentonville | Bentonville | 36.3546 | -94.2306 | United States | US | USA | Arkansas |  | 54909 | 1840013319
Benxi, Liaoning, China | Benxi | Benxi | 41.292 | 123.761 | China | CN | CHN | Liaoning |  | 1567000 | 1156097909
Beočin, Beočin, Serbia | Beočin | Beocin | 45.1922 | 19.7203 | Serbia | RS | SRB | Beočin | admin | 8058 | 1688152997
Beppu, Ōita, Japan | Beppu | Beppu | 33.2847 | 131.4911 | Japan | JP | JPN | Ōita |  | 118499 | 1392115605
Beppuchō, Hokkaidō, Japan | Beppuchō | Beppucho | 42.9304 | 143.17 | Japan | JP | JPN | Hokkaidō |  | 173890 | 1392712158
Berane, Berane, Montenegro | Berane | Berane | 42.8473 | 19.8694 | Montenegro | ME | MNE | Berane | admin | 11776 | 1499204492
Berat, Berat, Albania | Berat | Berat | 40.7049 | 19.9497 | Albania | AL | ALB | Berat | admin | 36496 | 1008955153
Berazategui, Buenos Aires, Argentina | Berazategui | Berazategui | -34.7679 | -58.2133 | Argentina | AR | ARG | Buenos Aires | minor | 180523 | 1032535314
Berber, River Nile, Sudan | Berber | Berber | 18.017 | 33.9833 | Sudan | SD | SDN | River Nile |  | 49556 | 1729960469
Berbérati, Mambéré-Kadéï, Central African Republic | Berbérati | Berberati | 4.2667 | 15.7833 | Central African Republic | CF | CAF | Mambéré-Kadéï | admin | 76918 | 1140239733
Berching, Bavaria, Germany | Berching | Berching | 49.1064 | 11.4394 | Germany | DE | DEU | Bavaria |  | 8702 | 1276699990
Berchtesgaden, Bavaria, Germany | Berchtesgaden | Berchtesgaden | 47.6314 | 13.0042 | Germany | DE | DEU | Bavaria |  | 7780 | 1276107615
Berd, Tavush, Armenia | Berd | Berd | 40.8808 | 45.3917 | Armenia | AM | ARM | Tavush |  | 9864 | 1051965968
Bərdə, Bərdə, Azerbaijan | Bərdə | Barda | 40.3831 | 47.1186 | Azerbaijan | AZ | AZE | Bərdə | admin | 38500 | 1031495701
Berdsk, Novosibirskaya Oblast’, Russia | Berdsk | Berdsk | 54.75 | 83.1 | Russia | RU | RUS | Novosibirskaya Oblast’ |  | 103578 | 1643751718
Berdyans’k, Zaporiz’ka Oblast’, Ukraine | Berdyans’k | Berdyans'k | 46.7598 | 36.7845 | Ukraine | UA | UKR | Zaporiz’ka Oblast’ | minor | 114205 | 1804599785
Berdychiv, Zhytomyrs’ka Oblast’, Ukraine | Berdychiv | Berdychiv | 49.8919 | 28.6 | Ukraine | UA | UKR | Zhytomyrs’ka Oblast’ | minor | 76229 | 1804788404
Berea, Ohio, United States | Berea | Berea | 41.3696 | -81.8642 | United States | US | USA | Ohio |  | 18609 | 1840000588
Berea, Kentucky, United States | Berea | Berea | 37.5904 | -84.2898 | United States | US | USA | Kentucky |  | 18423 | 1840013225
Berea, South Carolina, United States | Berea | Berea | 34.8802 | -82.4653 | United States | US | USA | South Carolina |  | 14923 | 1840013495
Berehove, Zakarpats’ka Oblast’, Ukraine | Berehove | Berehove | 48.2025 | 22.6375 | Ukraine | UA | UKR | Zakarpats’ka Oblast’ | minor | 23732 | 1804040318
Berekum, Brong-Ahafo, Ghana | Berekum | Berekum | 7.4504 | -2.59 | Ghana | GH | GHA | Brong-Ahafo |  | 46287 | 1288257467
Beresford, New Brunswick, Canada | Beresford | Beresford | 47.7181 | -65.8794 | Canada | CA | CAN | New Brunswick |  | 6248 | 1124000299
Berettyóújfalu, Hajdú-Bihar, Hungary | Berettyóújfalu | Berettyoujfalu | 47.2167 | 21.55 | Hungary | HU | HUN | Hajdú-Bihar | minor | 14690 | 1348328817
Berezan’, Kyyivs’ka Oblast’, Ukraine | Berezan’ | Berezan' | 50.3197 | 31.47 | Ukraine | UA | UKR | Kyyivs’ka Oblast’ |  | 16506 | 1804009720
Berezivka, Odes’ka Oblast’, Ukraine | Berezivka | Berezivka | 47.2039 | 30.9125 | Ukraine | UA | UKR | Odes’ka Oblast’ | minor | 9845 | 1804490359
Berezniki, Permskiy Kray, Russia | Berezniki | Berezniki | 59.4167 | 56.7833 | Russia | RU | RUS | Permskiy Kray |  | 145115 | 1643757810
Berëzovskiy, Sverdlovskaya Oblast’, Russia | Berëzovskiy | Berezovskiy | 56.9 | 60.8 | Russia | RU | RUS | Sverdlovskaya Oblast’ |  | 57892 | 1643702962
Berëzovskiy, Kemerovskaya Oblast’, Russia | Berëzovskiy | Berezovskiy | 55.6667 | 86.25 | Russia | RU | RUS | Kemerovskaya Oblast’ |  | 46215 | 1643773270
Bergama, İzmir, Turkey | Bergama | Bergama | 39.1228 | 27.1783 | Turkey | TR | TUR | İzmir | minor | 103185 | 1792434888
Bergamo, Lombardy, Italy | Bergamo | Bergamo | 45.695 | 9.67 | Italy | IT | ITA | Lombardy | minor | 119806 | 1380253521
Bergen, Hordaland, Norway | Bergen | Bergen | 60.3925 | 5.3233 | Norway | NO | NOR | Hordaland | admin | 257087 | 1578465701
Bergen, Mecklenburg-Western Pomerania, Germany | Bergen | Bergen | 54.4167 | 13.4333 | Germany | DE | DEU | Mecklenburg-Western Pomerania |  | 13460 | 1276083334
Bergen, Lower Saxony, Germany | Bergen | Bergen | 52.8103 | 9.9611 | Germany | DE | DEU | Lower Saxony |  | 13556 | 1276820204
Bergenfield, New Jersey, United States | Bergenfield | Bergenfield | 40.9236 | -73.9983 | United States | US | USA | New Jersey |  | 27327 | 1840000893
Bergerac, Nouvelle-Aquitaine, France | Bergerac | Bergerac | 44.85 | 0.48 | France | FR | FRA | Nouvelle-Aquitaine | minor | 26833 | 1250057635
Bergheim, North Rhine-Westphalia, Germany | Bergheim | Bergheim | 50.9667 | 6.65 | Germany | DE | DEU | North Rhine-Westphalia | minor | 61612 | 1276980188
Bergisch Gladbach, North Rhine-Westphalia, Germany | Bergisch Gladbach | Bergisch Gladbach | 50.9917 | 7.1367 | Germany | DE | DEU | North Rhine-Westphalia | minor | 111966 | 1276074373
Bergkamen, North Rhine-Westphalia, Germany | Bergkamen | Bergkamen | 51.6167 | 7.6333 | Germany | DE | DEU | North Rhine-Westphalia |  | 48725 | 1276603807
Bergneustadt, North Rhine-Westphalia, Germany | Bergneustadt | Bergneustadt | 51.0333 | 7.65 | Germany | DE | DEU | North Rhine-Westphalia |  | 18865 | 1276283829
Berhida, Veszprém, Hungary | Berhida | Berhida | 47.1131 | 18.1342 | Hungary | HU | HUN | Veszprém |  | 5833 | 1348136308
Beringovskiy, Chukotskiy Avtonomnyy Okrug, Russia | Beringovskiy | Beringovskiy | 63.0655 | 179.3067 | Russia | RU | RUS | Chukotskiy Avtonomnyy Okrug |  | 1861 | 1643017874
Berisso, Buenos Aires, Argentina | Berisso | Berisso | -34.8667 | -57.8667 | Argentina | AR | ARG | Buenos Aires | minor | 101123 | 1032298172
Berkeley, California, United States | Berkeley | Berkeley | 37.8723 | -122.276 | United States | US | USA | California |  | 121363 | 1840018914
Berkeley, New Jersey, United States | Berkeley | Berkeley | 39.9156 | -74.1923 | United States | US | USA | New Jersey |  | 41630 | 1840081604
Berkeley, Missouri, United States | Berkeley | Berkeley | 38.7439 | -90.3361 | United States | US | USA | Missouri |  | 8841 | 1840007450
Berkeley, Illinois, United States | Berkeley | Berkeley | 41.8891 | -87.9114 | United States | US | USA | Illinois |  | 5048 | 1840011249
Berkeley Heights, New Jersey, United States | Berkeley Heights | Berkeley Heights | 40.6764 | -74.4244 | United States | US | USA | New Jersey |  | 13417 | 1840081748
Berkhampstead, Hertfordshire, United Kingdom | Berkhampstead | Berkhampstead | 51.76 | -0.56 | United Kingdom | GB | GBR | Hertfordshire |  | 18500 | 1826863985
Berkley, Michigan, United States | Berkley | Berkley | 42.4986 | -83.1853 | United States | US | USA | Michigan |  | 15366 | 1840002437
Berkley, Colorado, United States | Berkley | Berkley | 39.8045 | -105.0281 | United States | US | USA | Colorado |  | 11822 | 1840028561
Berkley, Massachusetts, United States | Berkley | Berkley | 41.8349 | -71.0754 | United States | US | USA | Massachusetts |  | 6679 | 1840053659
Berkovitsa, Montana, Bulgaria | Berkovitsa | Berkovitsa | 43.2361 | 23.1258 | Bulgaria | BG | BGR | Montana | minor | 14993 | 1100553391
Berlin, Berlin, Germany | Berlin | Berlin | 52.5167 | 13.3833 | Germany | DE | DEU | Berlin | primary | 3644826 | 1276451290
Berlin, Connecticut, United States | Berlin | Berlin | 41.6114 | -72.7758 | United States | US | USA | Connecticut |  | 20519 | 1840034026
Berlin, New Hampshire, United States | Berlin | Berlin | 44.4869 | -71.2599 | United States | US | USA | New Hampshire |  | 11237 | 1840002100
Berlin, New Jersey, United States | Berlin | Berlin | 39.7915 | -74.9375 | United States | US | USA | New Jersey |  | 7536 | 1840001505
Bermejo, Tarija, Bolivia | Bermejo | Bermejo | -22.7322 | -64.3425 | Bolivia | BO | BOL | Tarija |  | 28285 | 1068060614
Bermuda Dunes, California, United States | Bermuda Dunes | Bermuda Dunes | 33.7434 | -116.2874 | United States | US | USA | California |  | 6817 | 1840017981
Bern, Bern, Switzerland | Bern | Bern | 46.948 | 7.4474 | Switzerland | CH | CHE | Bern | primary | 133798 | 1756374318
Bern, Pennsylvania, United States | Bern | Bern | 40.4005 | -75.9933 | United States | US | USA | Pennsylvania |  | 6952 | 1840145744
Bernal, Buenos Aires, Argentina | Bernal | Bernal | -34.7 | -58.2833 | Argentina | AR | ARG | Buenos Aires |  | 109914 | 1032030395
Bernalillo, New Mexico, United States | Bernalillo | Bernalillo | 35.3127 | -106.5537 | United States | US | USA | New Mexico |  | 10477 | 1840020388
Bernards, New Jersey, United States | Bernards | Bernards | 40.6761 | -74.5678 | United States | US | USA | New Jersey |  | 27114 | 1840081704
Bernardsville, New Jersey, United States | Bernardsville | Bernardsville | 40.7268 | -74.5918 | United States | US | USA | New Jersey |  | 7594 | 1840001052
Bernburg, Saxony-Anhalt, Germany | Bernburg | Bernburg | 51.8 | 11.7333 | Germany | DE | DEU | Saxony-Anhalt | minor | 32674 | 1276331294
Berne, Indiana, United States | Berne | Berne | 40.6572 | -84.9555 | United States | US | USA | Indiana |  | 5830 | 1840007176
Bernkastel-Kues, Rhineland-Palatinate, Germany | Bernkastel-Kues | Bernkastel-Kues | 49.9161 | 7.0694 | Germany | DE | DEU | Rhineland-Palatinate |  | 7134 | 1276821773
Bernsbach, Saxony, Germany | Bernsbach | Bernsbach | 50.5667 | 12.75 | Germany | DE | DEU | Saxony |  | 8678 | 1276498523
Beroun, Středočeský Kraj, Czechia | Beroun | Beroun | 49.9639 | 14.0721 | Czechia | CZ | CZE | Středočeský Kraj |  | 19641 | 1203585066
Berovo, Berovo, Macedonia | Berovo | Berovo | 41.7078 | 22.8564 | Macedonia | MK | MKD | Berovo | admin | 7002 | 1807873177
Berri, South Australia, Australia | Berri | Berri | -34.2833 | 140.6 | Australia | AU | AUS | South Australia |  | 4103 | 1036554717
Berrien Springs, Michigan, United States | Berrien Springs | Berrien Springs | 41.9474 | -86.3403 | United States | US | USA | Michigan |  | 7060 | 1840011224
Berriozábal, Chiapas, Mexico | Berriozábal | Berriozabal | 16.7993 | -93.2725 | Mexico | MX | MEX | Chiapas | minor | 51722 | 1484051098
Bersenbrück, Lower Saxony, Germany | Bersenbrück | Bersenbruck | 52.5553 | 7.9472 | Germany | DE | DEU | Lower Saxony |  | 8501 | 1276969333
Bershad’, Vinnyts’ka Oblast’, Ukraine | Bershad’ | Bershad' | 48.3728 | 29.5325 | Ukraine | UA | UKR | Vinnyts’ka Oblast’ | minor | 12795 | 1804698312
Bersted, West Sussex, United Kingdom | Bersted | Bersted | 50.797 | -0.689 | United Kingdom | GB | GBR | West Sussex |  | 8496 | 1826358905
Berthoud, Colorado, United States | Berthoud | Berthoud | 40.307 | -105.0419 | United States | US | USA | Colorado |  | 9094 | 1840020153
Bertioga, São Paulo, Brazil | Bertioga | Bertioga | -23.8539 | -46.1389 | Brazil | BR | BRA | São Paulo |  | 56555 | 1076752421
Bertoua, Est, Cameroon | Bertoua | Bertoua | 4.5833 | 13.6833 | Cameroon | CM | CMR | Est | admin | 173000 | 1120406967
Beruniy, Qoraqalpog‘iston, Uzbekistan | Beruniy | Beruniy | 41.6833 | 60.75 | Uzbekistan | UZ | UZB | Qoraqalpog‘iston |  | 50700 | 1860882371
Berwick, Pennsylvania, United States | Berwick | Berwick | 41.0555 | -76.2492 | United States | US | USA | Pennsylvania |  | 9903 | 1840003484
Berwick, Maine, United States | Berwick | Berwick | 43.3006 | -70.844 | United States | US | USA | Maine |  | 7620 | 1840052461
Berwick-Upon-Tweed, Northumberland, United Kingdom | Berwick-Upon-Tweed | Berwick-Upon-Tweed | 55.771 | -2.007 | United Kingdom | GB | GBR | Northumberland |  | 12043 | 1826037734
Berwyn, Illinois, United States | Berwyn | Berwyn | 41.8433 | -87.7909 | United States | US | USA | Illinois |  | 54391 | 1840007027
Beryslav, Khersons’ka Oblast’, Ukraine | Beryslav | Beryslav | 46.8333 | 33.4167 | Ukraine | UA | UKR | Khersons’ka Oblast’ | minor | 12417 | 1804296510
Besalampy, Mahajanga, Madagascar | Besalampy | Besalampy | -16.7495 | 44.4833 | Madagascar | MG | MDG | Mahajanga |  | 1022 | 1450740445
Besançon, Bourgogne-Franche-Comté, France | Besançon | Besancon | 47.24 | 6.02 | France | FR | FRA | Bourgogne-Franche-Comté | minor | 115934 | 1250182013
Besigheim, Baden-Württemberg, Germany | Besigheim | Besigheim | 48.9989 | 9.1414 | Germany | DE | DEU | Baden-Württemberg |  | 12627 | 1276386454
Beslan, North Ossetia, Russia | Beslan | Beslan | 43.1833 | 44.5333 | Russia | RU | RUS | North Ossetia |  | 37029 | 1643201517
Bessemer, Alabama, United States | Bessemer | Bessemer | 33.3709 | -86.9713 | United States | US | USA | Alabama |  | 26472 | 1840013732
Bessemer City, North Carolina, United States | Bessemer City | Bessemer City | 35.2841 | -81.283 | United States | US | USA | North Carolina |  | 5577 | 1840013470
Bestöbe, Aqmola, Kazakhstan | Bestöbe | Bestobe | 52.4997 | 73.0997 | Kazakhstan | KZ | KAZ | Aqmola |  | 7189 | 1398545422
Bet She’an, Northern, Israel | Bet She’an | Bet She'an | 32.4961 | 35.4989 | Israel | IL | ISR | Northern |  | 18200 | 1376100451
Bet Shemesh, Jerusalem, Israel | Bet Shemesh | Bet Shemesh | 31.7514 | 34.9886 | Israel | IL | ISR | Jerusalem |  | 114371 | 1376846832
Betanzos, Potosí, Bolivia | Betanzos | Betanzos | -19.56 | -65.45 | Bolivia | BO | BOL | Potosí |  | 4847 | 1068258629
Bethal, Mpumalanga, South Africa | Bethal | Bethal | -26.45 | 29.45 | South Africa | ZA | ZAF | Mpumalanga |  | 101919 | 1710328253
Bethalto, Illinois, United States | Bethalto | Bethalto | 38.9014 | -90.0467 | United States | US | USA | Illinois |  | 9210 | 1840012789
Bethanie, //Karas, Namibia | Bethanie | Bethanie | -26.4995 | 17.15 | Namibia | NA | NAM | //Karas |  | 10363 | 1516358571
Bethany, Oregon, United States | Bethany | Bethany | 45.5613 | -122.8369 | United States | US | USA | Oregon |  | 24396 | 1840034671
Bethany, Oklahoma, United States | Bethany | Bethany | 35.5072 | -97.6417 | United States | US | USA | Oklahoma |  | 19221 | 1840019153
Bethany, Connecticut, United States | Bethany | Bethany | 41.4261 | -72.9931 | United States | US | USA | Connecticut |  | 5504 | 1840034038
Bethel, Connecticut, United States | Bethel | Bethel | 41.3747 | -73.3928 | United States | US | USA | Connecticut |  | 19551 | 1840034129
Bethel Park, Pennsylvania, United States | Bethel Park | Bethel Park | 40.3239 | -80.0364 | United States | US | USA | Pennsylvania |  | 32345 | 1840001206
Bethel Township, Pennsylvania, United States | Bethel Township | Bethel Township | 39.8458 | -75.4891 | United States | US | USA | Pennsylvania |  | 9150 | 1840150552
Bethel Township, Pennsylvania, United States | Bethel Township | Bethel Township | 40.4485 | -76.42 | United States | US | USA | Pennsylvania |  | 5196 | 1840152892
Bethesda, Maryland, United States | Bethesda | Bethesda | 38.9866 | -77.1188 | United States | US | USA | Maryland |  | 62448 | 1840005826
Bethlehem, Pennsylvania, United States | Bethlehem | Bethlehem | 40.6266 | -75.3679 | United States | US | USA | Pennsylvania |  | 75815 | 1840000986
Bethlehem, New York, United States | Bethlehem | Bethlehem | 42.5856 | -73.8219 | United States | US | USA | New York |  | 34888 | 1840087216
Bethlehem, Free State, South Africa | Bethlehem | Bethlehem | -28.2333 | 28.3 | South Africa | ZA | ZAF | Free State |  | 16236 | 1710750307
Bethpage, New York, United States | Bethpage | Bethpage | 40.7495 | -73.4856 | United States | US | USA | New York |  | 17215 | 1840005233
Béthune, Hauts-de-France, France | Béthune | Bethune | 50.5303 | 2.6408 | France | FR | FRA | Hauts-de-France | minor | 24895 | 1250837552
Betma, Madhya Pradesh, India | Betma | Betma | 22.68 | 75.62 | India | IN | IND | Madhya Pradesh |  | 12529 | 1356357879
Betong, Yala, Thailand | Betong | Betong | 5.7731 | 101.0725 | Thailand | TH | THA | Yala | minor | 26640 | 1764484131
Betsukai, Hokkaidō, Japan | Betsukai | Betsukai | 43.3942 | 145.1175 | Japan | JP | JPN | Hokkaidō |  | 15018 | 1392367898
Bettendorf, Iowa, United States | Bettendorf | Bettendorf | 41.5656 | -90.4764 | United States | US | USA | Iowa |  | 36543 | 1840007079
Betzdorf, Rhineland-Palatinate, Germany | Betzdorf | Betzdorf | 50.7856 | 7.8728 | Germany | DE | DEU | Rhineland-Palatinate |  | 10141 | 1276302333
Beverley, East Riding of Yorkshire, United Kingdom | Beverley | Beverley | 53.845 | -0.427 | United Kingdom | GB | GBR | East Riding of Yorkshire |  | 29110 | 1826700096
Beverly, Massachusetts, United States | Beverly | Beverly | 42.5681 | -70.8627 | United States | US | USA | Massachusetts |  | 42174 | 1840000411
Beverly Hills, California, United States | Beverly Hills | Beverly Hills | 34.0786 | -118.4021 | United States | US | USA | California |  | 33792 | 1840019231
Beverly Hills, Michigan, United States | Beverly Hills | Beverly Hills | 42.522 | -83.2423 | United States | US | USA | Michigan |  | 10352 | 1840011052
Beverly Hills, Florida, United States | Beverly Hills | Beverly Hills | 28.9175 | -82.4541 | United States | US | USA | Florida |  | 9381 | 1840014061
Beverungen, North Rhine-Westphalia, Germany | Beverungen | Beverungen | 51.6628 | 9.3725 | Germany | DE | DEU | North Rhine-Westphalia |  | 13115 | 1276597510
Bewdley, Worcestershire, United Kingdom | Bewdley | Bewdley | 52.3752 | -2.3162 | United Kingdom | GB | GBR | Worcestershire |  | 9470 | 1826282948
Bexbach, Saarland, Germany | Bexbach | Bexbach | 49.3494 | 7.2594 | Germany | DE | DEU | Saarland |  | 17577 | 1276508289
Bexhill, East Sussex, United Kingdom | Bexhill | Bexhill | 50.8424 | 0.4676 | United Kingdom | GB | GBR | East Sussex |  | 43478 | 1826536144
Bexley, Ohio, United States | Bexley | Bexley | 39.965 | -82.9343 | United States | US | USA | Ohio |  | 13770 | 1840003759
Bexleyheath, Bexley, United Kingdom | Bexleyheath | Bexleyheath | 51.459 | 0.138 | United Kingdom | GB | GBR | Bexley |  | 31929 | 1826858601
Beydağ, Kayseri, Turkey | Beydağ | Beydag | 38.0869 | 28.2089 | Turkey | TR | TUR | Kayseri | minor | 12507 | 1792722415
Beyla, N’Zérékoré, Guinea | Beyla | Beyla | 8.687 | -8.657 | Guinea | GN | GIN | N’Zérékoré | minor | 13204 | 1324564039
Beyləqan, Beyləqan, Azerbaijan | Beyləqan | Beylaqan | 39.7692 | 47.6156 | Azerbaijan | AZ | AZE | Beyləqan | admin | 12263 | 1031681050
Bēylul, Debubawī K’eyih Bahrī, Eritrea | Bēylul | Beylul | 13.2639 | 42.3347 | Eritrea | ER | ERI | Debubawī K’eyih Bahrī |  | 14055 | 1232983964
Beypazarı, Ankara, Turkey | Beypazarı | Beypazari | 40.1703 | 31.9211 | Turkey | TR | TUR | Ankara | minor | 48274 | 1792374799
Beyram, Fārs, Iran | Beyram | Beyram | 27.4306 | 53.5144 | Iran | IR | IRN | Fārs |  | 6520 | 1364394280
Bezhetsk, Tverskaya Oblast’, Russia | Bezhetsk | Bezhetsk | 57.7833 | 36.7 | Russia | RU | RUS | Tverskaya Oblast’ |  | 9450 | 1643708632
Béziers, Occitanie, France | Béziers | Beziers | 43.3476 | 3.219 | France | FR | FRA | Occitanie | minor | 77177 | 1250666824
Bezons, Île-de-France, France | Bezons | Bezons | 48.9261 | 2.2178 | France | FR | FRA | Île-de-France |  | 29383 | 1250139521
Bezwāda, Andhra Pradesh, India | Bezwāda | Bezwada | 16.5167 | 80.6167 | India | IN | IND | Andhra Pradesh |  | 1048240 | 1356807575
Bhadreswar, West Bengal, India | Bhadreswar | Bhadreswar | 22.82 | 88.35 | India | IN | IND | West Bengal |  | 101477 | 1356320019
Bhāgalpur, Bihār, India | Bhāgalpur | Bhagalpur | 25.25 | 87.0167 | India | IN | IND | Bihār |  | 410210 | 1356760990
Bhainsa, Telangana, India | Bhainsa | Bhainsa | 19.1 | 77.9667 | India | IN | IND | Telangana |  | 49764 | 1356798697
Bhairāhawā, Lumbinī, Nepal | Bhairāhawā | Bhairahawa | 27.5 | 83.45 | Nepal | NP | NPL | Lumbinī |  | 63483 | 1524444140
Bhakkar, Punjab, Pakistan | Bhakkar | Bhakkar | 31.6333 | 71.0667 | Pakistan | PK | PAK | Punjab | minor | 88472 | 1586655125
Bharatpur, Rājasthān, India | Bharatpur | Bharatpur | 27.2172 | 77.49 | India | IN | IND | Rājasthān |  | 252342 | 1356168278
Bharatpur, Nārāyanī, Nepal | Bharatpur | Bharatpur | 27.6833 | 84.4333 | Nepal | NP | NPL | Nārāyanī |  | 143836 | 1524780273
Bhātpāra, West Bengal, India | Bhātpāra | Bhatpara | 22.8667 | 88.4167 | India | IN | IND | West Bengal |  | 386019 | 1356022456
Bhāvnagar, Gujarāt, India | Bhāvnagar | Bhavnagar | 21.765 | 72.1369 | India | IN | IND | Gujarāt |  | 554978 | 1356982375
Bhayandar, Mahārāshtra, India | Bhayandar | Bhayandar | 19.3 | 72.85 | India | IN | IND | Mahārāshtra |  | 814655 | 1356019118
Bhilai, Chhattīsgarh, India | Bhilai | Bhilai | 21.2167 | 81.4333 | India | IN | IND | Chhattīsgarh |  | 1097000 | 1356071083
Bhīlwāra, Rājasthān, India | Bhīlwāra | Bhilwara | 25.35 | 74.6333 | India | IN | IND | Rājasthān |  | 389911 | 1356077831
Bhīmavaram, Andhra Pradesh, India | Bhīmavaram | Bhimavaram | 16.5333 | 81.5333 | India | IN | IND | Andhra Pradesh |  | 142184 | 1356195520
Bhimphedi̇̄, Nārāyanī, Nepal | Bhimphedi̇̄ | Bhimphedi | 27.551 | 85.13 | Nepal | NP | NPL | Nārāyanī |  | 15000 | 1524596923
Bhīmunipatnam, Andhra Pradesh, India | Bhīmunipatnam | Bhimunipatnam | 17.8864 | 83.4471 | India | IN | IND | Andhra Pradesh |  | 55082 | 1356889289
Bhisho, Eastern Cape, South Africa | Bhisho | Bhisho | -32.8494 | 27.4381 | South Africa | ZA | ZAF | Eastern Cape | admin | 160997 | 1710672530
Bhiwandi, Mahārāshtra, India | Bhiwandi | Bhiwandi | 19.3 | 73.0667 | India | IN | IND | Mahārāshtra |  | 1125898 | 1356763571
Bhiwāni, Haryāna, India | Bhiwāni | Bhiwani | 28.7833 | 76.1333 | India | IN | IND | Haryāna |  | 197662 | 1356780092
Bhopāl, Madhya Pradesh, India | Bhopāl | Bhopal | 23.25 | 77.4167 | India | IN | IND | Madhya Pradesh | admin | 1883381 | 1356734039
Bhubaneshwar, Odisha, India | Bhubaneshwar | Bhubaneshwar | 20.2644 | 85.8281 | India | IN | IND | Odisha | admin | 837737 | 1356140143
Bhuj, Gujarāt, India | Bhuj | Bhuj | 23.2504 | 69.81 | India | IN | IND | Gujarāt |  | 289429 | 1356806356
Bhusāval, Mahārāshtra, India | Bhusāval | Bhusaval | 21.02 | 75.83 | India | IN | IND | Mahārāshtra |  | 183001 | 1356338789
Biak, Papua, Indonesia | Biak | Biak | -1.1615 | 136.0485 | Indonesia | ID | IDN | Papua | minor | 103610 | 1360911386
Biała Podlaska, Lubelskie, Poland | Biała Podlaska | Biala Podlaska | 52.0333 | 23.1167 | Poland | PL | POL | Lubelskie | minor | 57498 | 1616025020
Białogard, Zachodniopomorskie, Poland | Białogard | Bialogard | 54.007 | 15.9875 | Poland | PL | POL | Zachodniopomorskie | minor | 24570 | 1616159820
Białystok, Podlaskie, Poland | Białystok | Bialystok | 53.1167 | 23.1667 | Poland | PL | POL | Podlaskie | admin | 297288 | 1616443575
Biarritz, Nouvelle-Aquitaine, France | Biarritz | Biarritz | 43.48 | -1.56 | France | FR | FRA | Nouvelle-Aquitaine |  | 25404 | 1250324713
Biatorbágy, Pest, Hungary | Biatorbágy | Biatorbagy | 47.4742 | 18.8236 | Hungary | HU | HUN | Pest |  | 13889 | 1348104935
Bibai, Hokkaidō, Japan | Bibai | Bibai | 43.3329 | 141.8538 | Japan | JP | JPN | Hokkaidō |  | 21168 | 1392376631
Biberach, Baden-Württemberg, Germany | Biberach | Biberach | 48.0981 | 9.7886 | Germany | DE | DEU | Baden-Württemberg | minor | 32938 | 1276241010
Bicaz, Neamţ, Romania | Bicaz | Bicaz | 46.9108 | 26.0911 | Romania | RO | ROU | Neamţ |  | 8626 | 1642668954
Bicester, Oxfordshire, United Kingdom | Bicester | Bicester | 51.9 | -1.15 | United Kingdom | GB | GBR | Oxfordshire |  | 32642 | 1826236942
Bichena, Āmara, Ethiopia | Bichena | Bichena | 10.45 | 38.2 | Ethiopia | ET | ETH | Āmara |  | 19916 | 1231640166
Bicheno, Tasmania, Australia | Bicheno | Bicheno | -41.8667 | 148.2833 | Australia | AU | AUS | Tasmania |  | 943 | 1036189642
Bickenhill, Solihull, United Kingdom | Bickenhill | Bickenhill | 52.439 | -1.725 | United Kingdom | GB | GBR | Solihull |  | 12456 | 1826206537
Bickley, Bromley, United Kingdom | Bickley | Bickley | 51.4003 | 0.0466 | United Kingdom | GB | GBR | Bromley |  | 13904 | 1826046416
Bicske, Fejér, Hungary | Bicske | Bicske | 47.4907 | 18.6363 | Hungary | HU | HUN | Fejér | minor | 11969 | 1348286686
Bida, Niger, Nigeria | Bida | Bida | 9.0804 | 6.01 | Nigeria | NG | NGA | Niger | minor | 173849 | 1566468363
Bīdar, Karnātaka, India | Bīdar | Bidar | 17.9229 | 77.5175 | India | IN | IND | Karnātaka |  | 300136 | 1356933453
Biddeford, Maine, United States | Biddeford | Biddeford | 43.4674 | -70.4512 | United States | US | USA | Maine |  | 21504 | 1840000342
Biddulph, Staffordshire, United Kingdom | Biddulph | Biddulph | 53.12 | -2.17 | United Kingdom | GB | GBR | Staffordshire |  | 19892 | 1826603209
Bideford, Devon, United Kingdom | Bideford | Bideford | 51.016 | -4.209 | United Kingdom | GB | GBR | Devon |  | 17107 | 1826207226
Bidford-on-Avon, Warwickshire, United Kingdom | Bidford-on-Avon | Bidford-on-Avon | 52.1644 | -1.8567 | United Kingdom | GB | GBR | Warwickshire |  | 5350 | 1826152393
Bidston, Wirral, United Kingdom | Bidston | Bidston | 53.402 | -3.078 | United Kingdom | GB | GBR | Wirral |  | 15216 | 1826626467
Bidur, Bāgmatī, Nepal | Bidur | Bidur | 27.89 | 85.1597 | Nepal | NP | NPL | Bāgmatī |  | 26750 | 1524355084
Biedenkopf, Hesse, Germany | Biedenkopf | Biedenkopf | 50.9128 | 8.5322 | Germany | DE | DEU | Hesse |  | 13614 | 1276705045
Biei, Hokkaidō, Japan | Biei | Biei | 43.5883 | 142.4669 | Japan | JP | JPN | Hokkaidō |  | 9948 | 1392568507
Biel/Bienne, Bern, Switzerland | Biel/Bienne | Biel/Bienne | 47.1372 | 7.2472 | Switzerland | CH | CHE | Bern |  | 54456 | 1756649723
Bielawa, Dolnośląskie, Poland | Bielawa | Bielawa | 50.6908 | 16.623 | Poland | PL | POL | Dolnośląskie |  | 30207 | 1616721687
Bielefeld, North Rhine-Westphalia, Germany | Bielefeld | Bielefeld | 52.0167 | 8.5333 | Germany | DE | DEU | North Rhine-Westphalia | minor | 333786 | 1276112885
Biella, Piedmont, Italy | Biella | Biella | 45.5664 | 8.0533 | Italy | IT | ITA | Piedmont | minor | 44616 | 1380214136
Bielsk Podlaski, Podlaskie, Poland | Bielsk Podlaski | Bielsk Podlaski | 52.7667 | 23.2 | Poland | PL | POL | Podlaskie | minor | 26493 | 1616037323
Bielsko-Biała, Śląskie, Poland | Bielsko-Biała | Bielsko-Biala | 49.8225 | 19.0444 | Poland | PL | POL | Śląskie | minor | 172781 | 1616302636
Biên Hòa, Đồng Nai, Vietnam | Biên Hòa | Bien Hoa | 10.9575 | 106.8426 | Vietnam | VN | VNM | Đồng Nai | admin | 1104000 | 1704863046
Bieruń Stary, Śląskie, Poland | Bieruń Stary | Bierun Stary | 50.0897 | 19.0928 | Poland | PL | POL | Śląskie |  | 23640 | 1616995218
Bierutów, Dolnośląskie, Poland | Bierutów | Bierutow | 51.1333 | 17.5333 | Poland | PL | POL | Dolnośląskie |  | 5065 | 1616959868
Biesenthal, Brandenburg, Germany | Biesenthal | Biesenthal | 52.7667 | 13.6331 | Germany | DE | DEU | Brandenburg |  | 5791 | 1276741204
Bietigheim-Bissingen, Baden-Württemberg, Germany | Bietigheim-Bissingen | Bietigheim-Bissingen | 48.9667 | 9.1333 | Germany | DE | DEU | Baden-Württemberg |  | 43093 | 1276916733
Bifoun, Moyen-Ogooué, Gabon | Bifoun | Bifoun | -0.3329 | 10.3832 | Gabon | GA | GAB | Moyen-Ogooué |  | 134 | 1266655418
Big Bear City, California, United States | Big Bear City | Big Bear City | 34.2536 | -116.7903 | United States | US | USA | California |  | 13312 | 1840017797
Big Bear Lake, California, United States | Big Bear Lake | Big Bear Lake | 34.2429 | -116.8951 | United States | US | USA | California |  | 5279 | 1840019119
Big Flats, New York, United States | Big Flats | Big Flats | 42.1387 | -76.9138 | United States | US | USA | New York |  | 7689 | 1840057237
Big Lake, Minnesota, United States | Big Lake | Big Lake | 45.3416 | -93.7431 | United States | US | USA | Minnesota |  | 11226 | 1840006701
Big Rapids, Michigan, United States | Big Rapids | Big Rapids | 43.6992 | -85.4806 | United States | US | USA | Michigan |  | 13921 | 1840002678
Big Spring, Texas, United States | Big Spring | Big Spring | 32.2387 | -101.4802 | United States | US | USA | Texas |  | 28913 | 1840019471
Big Stone Gap, Virginia, United States | Big Stone Gap | Big Stone Gap | 36.8626 | -82.7769 | United States | US | USA | Virginia |  | 7533 | 1840006481
Biggleswade, Central Bedfordshire, United Kingdom | Biggleswade | Biggleswade | 52.0855 | -0.2557 | United Kingdom | GB | GBR | Central Bedfordshire |  | 16551 | 1826800454
Bihać, Bosnia and Herzegovina, Federation of, Bosnia And Herzegovina | Bihać | Bihac | 44.8167 | 15.8667 | Bosnia And Herzegovina | BA | BIH | Bosnia and Herzegovina, Federation of | minor | 43007 | 1070788265
Biharamulo, Kagera, Tanzania | Biharamulo | Biharamulo | -2.6296 | 31.31 | Tanzania | TZ | TZA | Kagera |  | 34038 | 1834491817
Bijāpur, Karnātaka, India | Bijāpur | Bijapur | 16.8244 | 75.7154 | India | IN | IND | Karnātaka |  | 327427 | 1356499139
Bījār, Kordestān, Iran | Bījār | Bijar | 35.8741 | 47.5937 | Iran | IR | IRN | Kordestān | minor | 53871 | 1364131066
Bijeljina, Srpska, Republika, Bosnia And Herzegovina | Bijeljina | Bijeljina | 44.75 | 19.2167 | Bosnia And Herzegovina | BA | BIH | Srpska, Republika | minor | 114663 | 1070522751
Bijelo Polje, Bijelo Polje, Montenegro | Bijelo Polje | Bijelo Polje | 43.0292 | 19.7456 | Montenegro | ME | MNE | Bijelo Polje | admin |  | 1499452756
Bijie, Guizhou, China | Bijie | Bijie | 27.3019 | 105.2863 | China | CN | CHN | Guizhou |  | 6537498 | 1156018927
Bīkaner, Rājasthān, India | Bīkaner | Bikaner | 28.0181 | 73.3169 | India | IN | IND | Rājasthān |  | 529007 | 1356026593
Bikin, Khabarovskiy Kray, Russia | Bikin | Bikin | 46.8167 | 134.25 | Russia | RU | RUS | Khabarovskiy Kray |  | 15928 | 1643608189
Bila Tserkva, Kyyivs’ka Oblast’, Ukraine | Bila Tserkva | Bila Tserkva | 49.7956 | 30.1167 | Ukraine | UA | UKR | Kyyivs’ka Oblast’ | minor | 208944 | 1804758853
Bilac, São Paulo, Brazil | Bilac | Bilac | -21.4033 | -50.4706 | Brazil | BR | BRA | São Paulo |  | 7682 | 1076607535
Bilāspur, Chhattīsgarh, India | Bilāspur | Bilaspur | 22.15 | 82.0167 | India | IN | IND | Chhattīsgarh |  | 331030 | 1356820491
Bilbao, Basque Country, Spain | Bilbao | Bilbao | 43.2622 | -2.9533 | Spain | ES | ESP | Basque Country | minor | 346843 | 1724331267
Bilbays, Ash Sharqīyah, Egypt | Bilbays | Bilbays | 30.4167 | 31.5667 | Egypt | EG | EGY | Ash Sharqīyah |  | 141285 | 1818863783
Bilecik, Bilecik, Turkey | Bilecik | Bilecik | 40.1431 | 29.9792 | Turkey | TR | TUR | Bilecik | admin | 81723 | 1792408667
Biləsuvar, Biləsuvar, Azerbaijan | Biləsuvar | Bilasuvar | 39.4481 | 48.5428 | Azerbaijan | AZ | AZE | Biləsuvar | admin | 22800 | 1031149283
Biłgoraj, Lubelskie, Poland | Biłgoraj | Bilgoraj | 50.55 | 22.7333 | Poland | PL | POL | Lubelskie | minor | 27290 | 1616554572
Bilhorod-Dnistrovs’kyy, Odes’ka Oblast’, Ukraine | Bilhorod-Dnistrovs’kyy | Bilhorod-Dnistrovs'kyy | 46.1833 | 30.3333 | Ukraine | UA | UKR | Odes’ka Oblast’ | minor | 57210 | 1804836080
Bilibino, Chukotskiy Avtonomnyy Okrug, Russia | Bilibino | Bilibino | 68.05 | 166.45 | Russia | RU | RUS | Chukotskiy Avtonomnyy Okrug |  | 5319 | 1643015766
Bílina, Ústecký Kraj, Czechia | Bílina | Bilina | 50.5486 | 13.7754 | Czechia | CZ | CZE | Ústecký Kraj |  | 17200 | 1203669701
Bilisht, Korçë, Albania | Bilisht | Bilisht | 40.6275 | 20.99 | Albania | AL | ALB | Korçë |  | 7114 | 1008832248
Billerbeck, North Rhine-Westphalia, Germany | Billerbeck | Billerbeck | 51.9792 | 7.295 | Germany | DE | DEU | North Rhine-Westphalia |  | 11566 | 1276001817
Billerica, Massachusetts, United States | Billerica | Billerica | 42.5587 | -71.2673 | United States | US | USA | Massachusetts |  | 43044 | 1840053475
Billericay, Essex, United Kingdom | Billericay | Billericay | 51.628 | 0.4184 | United Kingdom | GB | GBR | Essex |  | 27998 | 1826245369
Billinge, St. Helens, United Kingdom | Billinge | Billinge | 53.4932 | -2.7129 | United Kingdom | GB | GBR | St. Helens |  | 6554 | 1826747483
Billingham, Stockton-on-Tees, United Kingdom | Billingham | Billingham | 54.61 | -1.27 | United Kingdom | GB | GBR | Stockton-on-Tees |  | 35165 | 1826138343
Billings, Montana, United States | Billings | Billings | 45.7891 | -108.5524 | United States | US | USA | Montana |  | 120728 | 1840018496
Billingshurst, West Sussex, United Kingdom | Billingshurst | Billingshurst | 51.0226 | -0.4508 | United Kingdom | GB | GBR | West Sussex |  | 8232 | 1826124502
Biloela, Queensland, Australia | Biloela | Biloela | -24.4002 | 150.5133 | Australia | AU | AUS | Queensland |  | 5758 | 1036014905
Bilohirs’k, Krym, Avtonomna Respublika, Ukraine | Bilohirs’k | Bilohirs'k | 45.0544 | 34.6022 | Ukraine | UA | UKR | Krym, Avtonomna Respublika | minor | 16428 | 1804571792
Bilopillya, Sums’ka Oblast’, Ukraine | Bilopillya | Bilopillya | 51.1532 | 34.3025 | Ukraine | UA | UKR | Sums’ka Oblast’ | minor | 15215 | 1804185866
Bílovec, Moravskoslezský Kraj, Czechia | Bílovec | Bilovec | 49.7564 | 18.0159 | Czechia | CZ | CZE | Moravskoslezský Kraj |  | 7394 | 1203065827
Biloxi, Mississippi, United States | Biloxi | Biloxi | 30.4422 | -88.9512 | United States | US | USA | Mississippi |  | 46212 | 1840013948
Bilston, Wolverhampton, United Kingdom | Bilston | Bilston | 52.566 | -2.0728 | United Kingdom | GB | GBR | Wolverhampton |  | 25576 | 1826253660
Biltine, Wadi Fira, Chad | Biltine | Biltine | 14.5333 | 20.9167 | Chad | TD | TCD | Wadi Fira | admin | 11000 | 1148086843
Bilton, Warwickshire, United Kingdom | Bilton | Bilton | 52.3594 | -1.29 | United Kingdom | GB | GBR | Warwickshire |  | 6175 | 1826936718
Bilton, North Yorkshire, United Kingdom | Bilton | Bilton | 54.0099 | -1.5359 | United Kingdom | GB | GBR | North Yorkshire |  | 5409 | 1826540848
Bilwi, Caribe Norte, Nicaragua | Bilwi | Bilwi | 14.05 | -83.3833 | Nicaragua | NI | NIC | Caribe Norte | admin | 33600 | 1558656214
Bima, Nusa Tenggara Barat, Indonesia | Bima | Bima | -8.4667 | 118.717 | Indonesia | ID | IDN | Nusa Tenggara Barat |  | 136492 | 1360521866
Bimbo, Ombella-Mpoko, Central African Republic | Bimbo | Bimbo | 4.3313 | 18.5163 | Central African Republic | CF | CAF | Ombella-Mpoko | admin | 124176 | 1140257478
Biñan, Laguna, Philippines | Biñan | Binan | 14.3333 | 121.0833 | Philippines | PH | PHL | Laguna |  | 333028 | 1608039268
Binche, Wallonia, Belgium | Binche | Binche | 50.4103 | 4.1652 | Belgium | BE | BEL | Wallonia |  | 33598 | 1056520553
Bindura, Mashonaland Central, Zimbabwe | Bindura | Bindura | -17.3 | 31.3333 | Zimbabwe | ZW | ZWE | Mashonaland Central | admin | 46275 | 1716331687
Binfield, Bracknell Forest, United Kingdom | Binfield | Binfield | 51.432 | -0.792 | United Kingdom | GB | GBR | Bracknell Forest |  | 7880 | 1826891094
Binga, Mongala, Congo (Kinshasa) | Binga | Binga | 2.3834 | 20.42 | Congo (Kinshasa) | CD | COD | Mongala |  | 64639 | 1180236070
Bingen am Rhein, Rhineland-Palatinate, Germany | Bingen am Rhein | Bingen am Rhein | 49.9669 | 7.895 | Germany | DE | DEU | Rhineland-Palatinate |  | 25659 | 1276879617
Bingham, Nottinghamshire, United Kingdom | Bingham | Bingham | 52.952 | -0.953 | United Kingdom | GB | GBR | Nottinghamshire |  | 9131 | 1826632789
Binghamton, New York, United States | Binghamton | Binghamton | 42.1014 | -75.9093 | United States | US | USA | New York |  | 148145 | 1840000460
Binghamton University, New York, United States | Binghamton University | Binghamton University | 42.0893 | -75.9684 | United States | US | USA | New York |  | 6149 | 1840043235
Bingley, Bradford, United Kingdom | Bingley | Bingley | 53.8509 | -1.838 | United Kingdom | GB | GBR | Bradford |  | 15925 | 1826460602
Bingöl, Bingöl, Turkey | Bingöl | Bingol | 38.8861 | 40.5017 | Turkey | TR | TUR | Bingöl | admin | 160165 | 1792920183
Bình Long, Bình Phước, Vietnam | Bình Long | Binh Long | 11.6504 | 106.6 | Vietnam | VN | VNM | Bình Phước |  | 40279 | 1704953411
Binjai, Sumatera Utara, Indonesia | Binjai | Binjai | 3.6 | 98.4853 | Indonesia | ID | IDN | Sumatera Utara |  | 269053 | 1360884608
Binningen, Basel-Landschaft, Switzerland | Binningen | Binningen | 47.5333 | 7.5667 | Switzerland | CH | CHE | Basel-Landschaft |  | 15580 | 1756488918
Bintulu, Sarawak, Malaysia | Bintulu | Bintulu | 3.17 | 113.03 | Malaysia | MY | MYS | Sarawak |  | 151617 | 1458164361
Binxian, Shaanxi, China | Binxian | Binxian | 35.0364 | 108.0764 | China | CN | CHN | Shaanxi |  | 323256 | 1156167534
Binyin, Kween, Uganda | Binyin | Binyin | 1.4167 | 34.5333 | Uganda | UG | UGA | Kween | admin |  | 1800440664
Binzhou, Shandong, China | Binzhou | Binzhou | 37.3806 | 118.0125 | China | CN | CHN | Shandong |  | 3779200 | 1156564962
Bîr Mogreïn, Tiris Zemmour, Mauritania | Bîr Mogreïn | Bir Mogrein | 25.2333 | -11.5833 | Mauritania | MR | MRT | Tiris Zemmour |  | 10 | 1478537499
Birāk, Wādī ash Shāţi’, Libya | Birāk | Birak | 27.5333 | 14.2834 | Libya | LY | LBY | Wādī ash Shāţi’ |  | 45421 | 1434095842
Birao, Vakaga, Central African Republic | Birao | Birao | 10.2837 | 22.7833 | Central African Republic | CF | CAF | Vakaga | admin | 10178 | 1140392673
Birāṭnagar, Kosī, Nepal | Birāṭnagar | Biratnagar | 26.4833 | 87.2833 | Nepal | NP | NPL | Kosī | admin | 242548 | 1524520011
Birch Bay, Washington, United States | Birch Bay | Birch Bay | 48.923 | -122.7543 | United States | US | USA | Washington |  | 9037 | 1840017289
Birchington, Kent, United Kingdom | Birchington | Birchington | 51.377 | 1.305 | United Kingdom | GB | GBR | Kent |  | 9961 | 1826115786
Birdsboro, Pennsylvania, United States | Birdsboro | Birdsboro | 40.262 | -75.8099 | United States | US | USA | Pennsylvania |  | 5143 | 1840001172
Birdsville, Queensland, Australia | Birdsville | Birdsville | -25.8989 | 139.352 | Australia | AU | AUS | Queensland |  | 140 | 1036830335
Birendranagar, Bherī, Nepal | Birendranagar | Birendranagar | 28.6 | 81.6333 | Nepal | NP | NPL | Bherī | admin | 47914 | 1524574121
Birgañj, Nārāyanī, Nepal | Birgañj | Birganj | 27 | 84.8667 | Nepal | NP | NPL | Nārāyanī |  | 135904 | 1524676691
Birigui, São Paulo, Brazil | Birigui | Birigui | -21.2889 | -50.34 | Brazil | BR | BRA | São Paulo |  | 118352 | 1076546798
Biritiba-Mirim, São Paulo, Brazil | Biritiba-Mirim | Biritiba-Mirim | -23.5728 | -46.0389 | Brazil | BR | BRA | São Paulo |  | 31158 | 1076510731
Bīrjand, Khorāsān-e Jonūbī, Iran | Bīrjand | Birjand | 32.8667 | 59.2 | Iran | IR | IRN | Khorāsān-e Jonūbī | admin | 178020 | 1364897698
Birkenfeld, Rhineland-Palatinate, Germany | Birkenfeld | Birkenfeld | 49.65 | 7.1833 | Germany | DE | DEU | Rhineland-Palatinate | minor | 6984 | 1276784348
Birkenhead, Wirral, United Kingdom | Birkenhead | Birkenhead | 53.393 | -3.014 | United Kingdom | GB | GBR | Wirral |  | 88818 | 1826080662
Birkirkara, Birkirkara, Malta | Birkirkara | Birkirkara | 35.9 | 14.4667 | Malta | MT | MLT | Birkirkara | admin | 24356 | 1470754290
Birmingham, Birmingham, United Kingdom | Birmingham | Birmingham | 52.48 | -1.9025 | United Kingdom | GB | GBR | Birmingham |  | 2897303 | 1826423213
Birmingham, Alabama, United States | Birmingham | Birmingham | 33.5277 | -86.7987 | United States | US | USA | Alabama |  | 739573 | 1840006507
Birmingham, Michigan, United States | Birmingham | Birmingham | 42.5447 | -83.2166 | United States | US | USA | Michigan |  | 21389 | 1840002438
Birnin Kebbi, Kebbi, Nigeria | Birnin Kebbi | Birnin Kebbi | 12.4504 | 4.1999 | Nigeria | NG | NGA | Kebbi | admin | 108164 | 1566191812
Birnin Konni, Tahoua, Niger | Birnin Konni | Birnin Konni | 13.7904 | 5.2599 | Niger | NE | NER | Tahoua | minor | 65252 | 1562868655
Birobidzhan, Yevreyskaya Avtonomnaya Oblast’, Russia | Birobidzhan | Birobidzhan | 48.7833 | 132.9333 | Russia | RU | RUS | Yevreyskaya Avtonomnaya Oblast’ | admin | 73623 | 1643548797
Birsfelden, Basel-Landschaft, Switzerland | Birsfelden | Birsfelden | 47.5531 | 7.6231 | Switzerland | CH | CHE | Basel-Landschaft |  | 10299 | 1756780364
Birsk, Bashkortostan, Russia | Birsk | Birsk | 55.4167 | 55.5333 | Russia | RU | RUS | Bashkortostan |  | 43572 | 1643348438
Birstall, Leicester, United Kingdom | Birstall | Birstall | 52.6736 | -1.12 | United Kingdom | GB | GBR | Leicester |  | 1424216 | 1826141026
Birstall, Kirklees, United Kingdom | Birstall | Birstall | 53.7343 | -1.6609 | United Kingdom | GB | GBR | Kirklees |  | 16298 | 1826968702
Birštonas, Birštono, Lithuania | Birštonas | Birstonas | 54.6056 | 24.0292 | Lithuania | LT | LTU | Birštono | admin | 2422 | 1440134144
Birtley, Gateshead, United Kingdom | Birtley | Birtley | 54.9 | -1.577 | United Kingdom | GB | GBR | Gateshead |  | 8367 | 1826754275
Biryusinsk, Irkutskaya Oblast’, Russia | Biryusinsk | Biryusinsk | 55.95 | 97.8167 | Russia | RU | RUS | Irkutskaya Oblast’ |  | 8497 | 1643008672
Biržai, Biržai, Lithuania | Biržai | Birzai | 56.2 | 24.75 | Lithuania | LT | LTU | Biržai | admin | 10561 | 1440132489
Birżebbuġa, Birżebbuġa, Malta | Birżebbuġa | Birzebbuga | 35.8258 | 14.5269 | Malta | MT | MLT | Birżebbuġa | admin |  | 1470830646
Bisbee, Arizona, United States | Bisbee | Bisbee | 31.4126 | -109.9179 | United States | US | USA | Arizona |  | 5193 | 1840019495
Bischofshofen, Salzburg, Austria | Bischofshofen | Bischofshofen | 47.4172 | 13.2194 | Austria | AT | AUT | Salzburg |  | 10540 | 1040799035
Bischofswerda, Saxony, Germany | Bischofswerda | Bischofswerda | 51.1275 | 14.1797 | Germany | DE | DEU | Saxony |  | 10883 | 1276164300
Bishkek, Bishkek, Kyrgyzstan | Bishkek | Bishkek | 42.8667 | 74.5667 | Kyrgyzstan | KG | KGZ | Bishkek | primary | 1027200 | 1417191971
Bishop, California, United States | Bishop | Bishop | 37.3665 | -118.3958 | United States | US | USA | California |  | 9597 | 1840018955
Bishop Auckland, Durham, United Kingdom | Bishop Auckland | Bishop Auckland | 54.6566 | -1.6768 | United Kingdom | GB | GBR | Durham |  | 25455 | 1826422730
Bishopbriggs, East Dunbartonshire, United Kingdom | Bishopbriggs | Bishopbriggs | 55.9046 | -4.225 | United Kingdom | GB | GBR | East Dunbartonshire |  | 23820 | 1826547421
Bishops Cleeve, Gloucestershire, United Kingdom | Bishops Cleeve | Bishops Cleeve | 51.947 | -2.061 | United Kingdom | GB | GBR | Gloucestershire |  | 10612 | 1826876835
Bishops Stortford, Hertfordshire, United Kingdom | Bishops Stortford | Bishops Stortford | 51.872 | 0.1725 | United Kingdom | GB | GBR | Hertfordshire |  | 40089 | 1826440705
Bishops Waltham, Hampshire, United Kingdom | Bishops Waltham | Bishops Waltham | 50.9536 | -1.2118 | United Kingdom | GB | GBR | Hampshire |  | 6723 | 1826586384
Bishopstoke, Hampshire, United Kingdom | Bishopstoke | Bishopstoke | 50.9679 | -1.3278 | United Kingdom | GB | GBR | Hampshire |  | 9974 | 1826495708
Biskra, Biskra, Algeria | Biskra | Biskra | 34.85 | 5.7333 | Algeria | DZ | DZA | Biskra | admin | 204661 | 1012947247
Biskupiec, Warmińsko-Mazurskie, Poland | Biskupiec | Biskupiec | 53.8647 | 20.9569 | Poland | PL | POL | Warmińsko-Mazurskie |  | 10539 | 1616213985
Bislig, Surigao del Sur, Philippines | Bislig | Bislig | 8.1833 | 126.35 | Philippines | PH | PHL | Surigao del Sur |  | 94535 | 1608693408
Bismarck, North Dakota, United States | Bismarck | Bismarck | 46.8144 | -100.7694 | United States | US | USA | North Dakota | admin | 98345 | 1840001926
Bismark, Saxony-Anhalt, Germany | Bismark | Bismark | 52.6667 | 11.55 | Germany | DE | DEU | Saxony-Anhalt |  | 8256 | 1276696695
Bispham, Blackpool, United Kingdom | Bispham | Bispham | 53.852 | -3.041 | United Kingdom | GB | GBR | Blackpool |  | 20001 | 1826538665
Bissau, Bissau, Guinea-Bissau | Bissau | Bissau | 11.8592 | -15.5956 | Guinea-Bissau | GW | GNB | Bissau | primary | 395954 | 1624168850
Bistrica ob Sotli, Bistrica ob Sotli, Slovenia | Bistrica ob Sotli | Bistrica ob Sotli | 46.0569 | 15.6625 | Slovenia | SI | SVN | Bistrica ob Sotli | admin |  | 1705641346
Bistriţa, Bistriţa-Năsăud, Romania | Bistriţa | Bistrita | 47.1333 | 24.4833 | Romania | RO | ROU | Bistriţa-Năsăud | admin | 75076 | 1642633889
Bitam, Woleu-Ntem, Gabon | Bitam | Bitam | 2.0833 | 11.4833 | Gabon | GA | GAB | Woleu-Ntem |  | 17637 | 1266921836
Bitburg, Rhineland-Palatinate, Germany | Bitburg | Bitburg | 49.9747 | 6.5256 | Germany | DE | DEU | Rhineland-Palatinate | minor | 14904 | 1276110282
Bithlo, Florida, United States | Bithlo | Bithlo | 28.5644 | -81.1074 | United States | US | USA | Florida |  | 9457 | 1840014083
Bitlis, Bitlis, Turkey | Bitlis | Bitlis | 38.4 | 42.1167 | Turkey | TR | TUR | Bitlis | admin | 71501 | 1792490436
Bitola, Bitola, Macedonia | Bitola | Bitola | 41.0319 | 21.3347 | Macedonia | MK | MKD | Bitola | admin | 84002 | 1807488567
Bitterfeld, Saxony, Germany | Bitterfeld | Bitterfeld | 51.6167 | 12.3167 | Germany | DE | DEU | Saxony |  | 38475 | 1276169908
Bitung, Sulawesi Utara, Indonesia | Bitung | Bitung | 1.4472 | 125.1978 | Indonesia | ID | IDN | Sulawesi Utara |  | 218520 | 1360695939
Biu, Borno, Nigeria | Biu | Biu | 10.6204 | 12.19 | Nigeria | NG | NGA | Borno | minor | 95005 | 1566675681
Bixby, Oklahoma, United States | Bixby | Bixby | 35.9454 | -95.8773 | United States | US | USA | Oklahoma |  | 27944 | 1840019058
Biysk, Altayskiy Kray, Russia | Biysk | Biysk | 52.5167 | 85.1667 | Russia | RU | RUS | Altayskiy Kray |  | 203108 | 1643652314
Bizerte, Bizerte, Tunisia | Bizerte | Bizerte | 37.2904 | 9.855 | Tunisia | TN | TUN | Bizerte | admin | 139843 | 1788330365
Bjelovar, Bjelovarsko-Bilogorska Županija, Croatia | Bjelovar | Bjelovar | 45.8989 | 16.8422 | Croatia | HR | HRV | Bjelovarsko-Bilogorska Županija | admin | 40276 | 1191340640
Blaby, Leicestershire, United Kingdom | Blaby | Blaby | 52.5724 | -1.1678 | United Kingdom | GB | GBR | Leicestershire |  | 6194 | 1826055735
Blace, Blace, Serbia | Blace | Blace | 43.2906 | 21.2847 | Serbia | RS | SRB | Blace | admin |  | 1688233004
Black Forest, Colorado, United States | Black Forest | Black Forest | 39.0608 | -104.6752 | United States | US | USA | Colorado |  | 14274 | 1840017562
Black Jack, Missouri, United States | Black Jack | Black Jack | 38.7993 | -90.264 | United States | US | USA | Missouri |  | 6918 | 1840007452
Black Mountain, North Carolina, United States | Black Mountain | Black Mountain | 35.6142 | -82.3275 | United States | US | USA | North Carolina |  | 8162 | 1840015392
Black River, Saint Elizabeth, Jamaica | Black River | Black River | 18.0264 | -77.8487 | Jamaica | JM | JAM | Saint Elizabeth | admin | 4261 | 1388022504
Black River Falls, Wisconsin, United States | Black River Falls | Black River Falls | 44.2981 | -90.842 | United States | US | USA | Wisconsin |  | 5430 | 1840002397
Blackburn, Blackburn with Darwen, United Kingdom | Blackburn | Blackburn | 53.748 | -2.482 | United Kingdom | GB | GBR | Blackburn with Darwen |  | 117963 | 1826802533
Blackfalds, Alberta, Canada | Blackfalds | Blackfalds | 52.3833 | -113.8 | Canada | CA | CAN | Alberta |  | 9328 | 1124056144
Blackfoot, Idaho, United States | Blackfoot | Blackfoot | 43.194 | -112.3455 | United States | US | USA | Idaho |  | 15526 | 1840018650
Blackhawk, California, United States | Blackhawk | Blackhawk | 37.816 | -121.9071 | United States | US | USA | California |  | 9860 | 1840028358
Blacklick Estates, Ohio, United States | Blacklick Estates | Blacklick Estates | 39.9049 | -82.8655 | United States | US | USA | Ohio |  | 9596 | 1840034379
Blackpool, Blackpool, United Kingdom | Blackpool | Blackpool | 53.8142 | -3.0503 | United Kingdom | GB | GBR | Blackpool |  | 139720 | 1826093175
Blackrod, Bolton, United Kingdom | Blackrod | Blackrod | 53.5898 | -2.5809 | United Kingdom | GB | GBR | Bolton |  | 5001 | 1826761187
Blacksburg, Virginia, United States | Blacksburg | Blacksburg | 37.23 | -80.4279 | United States | US | USA | Virginia |  | 91888 | 1840006446
Blackstone, Massachusetts, United States | Blackstone | Blackstone | 42.0399 | -71.5313 | United States | US | USA | Massachusetts |  | 9246 | 1840053687
Blackwell, Oklahoma, United States | Blackwell | Blackwell | 36.8011 | -97.3008 | United States | US | USA | Oklahoma |  | 6399 | 1840018980
Blackwood, Caerphilly, United Kingdom | Blackwood | Blackwood | 51.67 | -3.19 | United Kingdom | GB | GBR | Caerphilly |  | 8496 | 1826521209
Bladensburg, Maryland, United States | Bladensburg | Bladensburg | 38.9424 | -76.9263 | United States | US | USA | Maryland |  | 9408 | 1840005981
Blaenavon, Torfaen, United Kingdom | Blaenavon | Blaenavon | 51.7736 | -3.0828 | United Kingdom | GB | GBR | Torfaen |  | 6055 | 1826515183
Blagnac, Occitanie, France | Blagnac | Blagnac | 43.6364 | 1.3906 | France | FR | FRA | Occitanie |  | 24517 | 1250134186
Blagodarnyy, Stavropol’skiy Kray, Russia | Blagodarnyy | Blagodarnyy | 45.1029 | 43.4252 | Russia | RU | RUS | Stavropol’skiy Kray |  | 30530 | 1643447136
Blagoevgrad, Blagoevgrad, Bulgaria | Blagoevgrad | Blagoevgrad | 42.0219 | 23.0975 | Bulgaria | BG | BGR | Blagoevgrad | admin | 82606 | 1100214416
Blagoveshchensk, Amurskaya Oblast’, Russia | Blagoveshchensk | Blagoveshchensk | 50.2578 | 127.5364 | Russia | RU | RUS | Amurskaya Oblast’ | admin | 224419 | 1643308239
Blagoveshchensk, Bashkortostan, Russia | Blagoveshchensk | Blagoveshchensk | 55.0333 | 55.9833 | Russia | RU | RUS | Bashkortostan |  | 35008 | 1643322992
Blahovishchenske, Kirovohrads’ka Oblast’, Ukraine | Blahovishchenske | Blahovishchenske | 48.3197 | 30.2353 | Ukraine | UA | UKR | Kirovohrads’ka Oblast’ | minor | 6232 | 1804644971
Blaine, Minnesota, United States | Blaine | Blaine | 45.1696 | -93.2077 | United States | US | USA | Minnesota |  | 65607 | 1840006719
Blaine, Washington, United States | Blaine | Blaine | 48.9839 | -122.7414 | United States | US | USA | Washington |  | 5607 | 1840018347
Blainville, Quebec, Canada | Blainville | Blainville | 45.67 | -73.88 | Canada | CA | CAN | Quebec |  | 56363 | 1124000623
Blair, Nebraska, United States | Blair | Blair | 41.5417 | -96.1361 | United States | US | USA | Nebraska |  | 7748 | 1840007094
Blairstown, New Jersey, United States | Blairstown | Blairstown | 40.9813 | -74.9984 | United States | US | USA | New Jersey |  | 5764 | 1840081810
Blairsville, Pennsylvania, United States | Blairsville | Blairsville | 40.4325 | -79.2599 | United States | US | USA | Pennsylvania |  | 6654 | 1840000990
Blakely, Pennsylvania, United States | Blakely | Blakely | 41.4859 | -75.6012 | United States | US | USA | Pennsylvania |  | 6210 | 1840003375
Blanchard, Oklahoma, United States | Blanchard | Blanchard | 35.1523 | -97.6613 | United States | US | USA | Oklahoma |  | 8907 | 1840019175
Blandford Forum, Dorset, United Kingdom | Blandford Forum | Blandford Forum | 50.856 | -2.1648 | United Kingdom | GB | GBR | Dorset |  | 10610 | 1826579765
Blandford-Blenheim, Ontario, Canada | Blandford-Blenheim | Blandford-Blenheim | 43.2333 | -80.6 | Canada | CA | CAN | Ontario |  | 7399 | 1124001001
Blandon, Pennsylvania, United States | Blandon | Blandon | 40.4446 | -75.8799 | United States | US | USA | Pennsylvania |  | 7837 | 1840026444
Blankenburg, Saxony-Anhalt, Germany | Blankenburg | Blankenburg | 51.7953 | 10.9622 | Germany | DE | DEU | Saxony-Anhalt |  | 19817 | 1276635033
Blankenhain, Thuringia, Germany | Blankenhain | Blankenhain | 50.86 | 11.3439 | Germany | DE | DEU | Thuringia |  | 6455 | 1276207910
Blansko, Jihomoravský Kraj, Czechia | Blansko | Blansko | 49.3632 | 16.6432 | Czechia | CZ | CZE | Jihomoravský Kraj |  | 20484 | 1203195651
Blantyre, Blantyre, Malawi | Blantyre | Blantyre | -15.7861 | 35.0058 | Malawi | MW | MWI | Blantyre | admin | 1895973 | 1454145012
Blatná, Jihočeský Kraj, Czechia | Blatná | Blatna | 49.425 | 13.8818 | Czechia | CZ | CZE | Jihočeský Kraj |  | 6573 | 1203608765
Blaubeuren, Baden-Württemberg, Germany | Blaubeuren | Blaubeuren | 48.4119 | 9.785 | Germany | DE | DEU | Baden-Württemberg |  | 12521 | 1276939647
Blauvelt, New York, United States | Blauvelt | Blauvelt | 41.0689 | -73.9545 | United States | US | USA | New York |  | 5620 | 1840004959
Blaxland, New South Wales, Australia | Blaxland | Blaxland | -33.7453 | 150.6175 | Australia | AU | AUS | New South Wales |  | 7451 | 1036026558
Blaydon, Gateshead, United Kingdom | Blaydon | Blaydon | 54.963 | -1.7187 | United Kingdom | GB | GBR | Gateshead |  | 15155 | 1826275133
Blean, Kent, United Kingdom | Blean | Blean | 51.307 | 1.043 | United Kingdom | GB | GBR | Kent |  | 5589 | 1826355765
Bled, Bled, Slovenia | Bled | Bled | 46.3667 | 14.1167 | Slovenia | SI | SVN | Bled | admin | 4929 | 1705655016
Bleicherode, Thuringia, Germany | Bleicherode | Bleicherode | 51.4167 | 10.5667 | Germany | DE | DEU | Thuringia |  | 10419 | 1276520742
Blenheim, Marlborough, New Zealand | Blenheim | Blenheim | -41.5167 | 173.95 | New Zealand | NZ | NZL | Marlborough | admin | 26400 | 1554001426
Bletchley, Milton Keynes, United Kingdom | Bletchley | Bletchley | 51.994 | -0.732 | United Kingdom | GB | GBR | Milton Keynes |  | 37114 | 1826878705
Bli Bli, Queensland, Australia | Bli Bli | Bli Bli | -26.618 | 153.037 | Australia | AU | AUS | Queensland |  | 7801 | 1036863296
Blida, Blida, Algeria | Blida | Blida | 36.4722 | 2.8333 | Algeria | DZ | DZA | Blida | admin | 331779 | 1012045589
Blieskastel, Saarland, Germany | Blieskastel | Blieskastel | 49.2422 | 7.2544 | Germany | DE | DEU | Saarland |  | 20656 | 1276041906
Bliss Corner, Massachusetts, United States | Bliss Corner | Bliss Corner | 41.6054 | -70.9421 | United States | US | USA | Massachusetts |  | 5137 | 1840003221
Blitar, Jawa Timur, Indonesia | Blitar | Blitar | -8.1 | 112.15 | Indonesia | ID | IDN | Jawa Timur |  | 132018 | 1360011677
Bloemfontein, Free State, South Africa | Bloemfontein | Bloemfontein | -29.1 | 26.2167 | South Africa | ZA | ZAF | Free State | primary | 256185 | 1710495933
Bloemhof, North West, South Africa | Bloemhof | Bloemhof | -27.65 | 25.59 | South Africa | ZA | ZAF | North West |  | 17122 | 1710321800
Blois, Centre-Val de Loire, France | Blois | Blois | 47.5939 | 1.3281 | France | FR | FRA | Centre-Val de Loire | minor | 46086 | 1250729037
Blomberg, North Rhine-Westphalia, Germany | Blomberg | Blomberg | 51.9331 | 9.0831 | Germany | DE | DEU | North Rhine-Westphalia |  | 15154 | 1276943915
Bloomfield, New Jersey, United States | Bloomfield | Bloomfield | 40.8098 | -74.1868 | United States | US | USA | New Jersey |  | 48810 | 1840131592
Bloomfield, Connecticut, United States | Bloomfield | Bloomfield | 41.8426 | -72.7406 | United States | US | USA | Connecticut |  | 20952 | 1840004778
Bloomfield, New Mexico, United States | Bloomfield | Bloomfield | 36.7401 | -107.9734 | United States | US | USA | New Mexico |  | 9370 | 1840018994
Blooming Grove, New York, United States | Blooming Grove | Blooming Grove | 41.3948 | -74.184 | United States | US | USA | New York |  | 17619 | 1840057241
Bloomingdale, Florida, United States | Bloomingdale | Bloomingdale | 27.8784 | -82.2624 | United States | US | USA | Florida |  | 23758 | 1840014150
Bloomingdale, Illinois, United States | Bloomingdale | Bloomingdale | 41.9497 | -88.0895 | United States | US | USA | Illinois |  | 21779 | 1840011399
Bloomingdale, Tennessee, United States | Bloomingdale | Bloomingdale | 36.5793 | -82.5096 | United States | US | USA | Tennessee |  | 8660 | 1840013297
Bloomingdale, New Jersey, United States | Bloomingdale | Bloomingdale | 41.03 | -74.3319 | United States | US | USA | New Jersey |  | 8061 | 1840000832
Bloomington, Illinois, United States | Bloomington | Bloomington | 40.4757 | -88.9703 | United States | US | USA | Illinois |  | 133846 | 1840007207
Bloomington, Indiana, United States | Bloomington | Bloomington | 39.1637 | -86.5257 | United States | US | USA | Indiana |  | 115884 | 1840007376
Bloomington, Minnesota, United States | Bloomington | Bloomington | 44.8306 | -93.3151 | United States | US | USA | Minnesota |  | 84943 | 1840006747
Bloomington, California, United States | Bloomington | Bloomington | 34.0601 | -117.4013 | United States | US | USA | California |  | 21783 | 1840017799
Bloomsburg, Pennsylvania, United States | Bloomsburg | Bloomsburg | 41.0027 | -76.4561 | United States | US | USA | Pennsylvania |  | 49840 | 1840000811
Bloxwich, Walsall, United Kingdom | Bloxwich | Bloxwich | 52.614 | -2.004 | United Kingdom | GB | GBR | Walsall |  | 25401 | 1826492004
Bludenz, Vorarlberg, Austria | Bludenz | Bludenz | 47.1533 | 9.8219 | Austria | AT | AUT | Vorarlberg | minor | 14539 | 1040404083
Blue Ash, Ohio, United States | Blue Ash | Blue Ash | 39.248 | -84.3827 | United States | US | USA | Ohio |  | 12372 | 1840003812
Blue Bell, Pennsylvania, United States | Blue Bell | Blue Bell | 40.1474 | -75.2687 | United States | US | USA | Pennsylvania |  | 6212 | 1840034868
Blue Island, Illinois, United States | Blue Island | Blue Island | 41.6578 | -87.6812 | United States | US | USA | Illinois |  | 22899 | 1840007028
Blue Springs, Missouri, United States | Blue Springs | Blue Springs | 39.0124 | -94.2721 | United States | US | USA | Missouri |  | 55829 | 1840007396
Bluefield, West Virginia, United States | Bluefield | Bluefield | 37.2608 | -81.2143 | United States | US | USA | West Virginia |  | 40640 | 1840006401
Bluefields, Caribe Sur, Nicaragua | Bluefields | Bluefields | 12 | -83.75 | Nicaragua | NI | NIC | Caribe Sur | admin | 45547 | 1558301368
Bluewater, Ontario, Canada | Bluewater | Bluewater | 43.45 | -81.6 | Canada | CA | CAN | Ontario |  | 7136 | 1124000066
Bluffdale, Utah, United States | Bluffdale | Bluffdale | 40.4744 | -111.9381 | United States | US | USA | Utah |  | 16358 | 1840018745
Bluffton, South Carolina, United States | Bluffton | Bluffton | 32.2135 | -80.9316 | United States | US | USA | South Carolina |  | 25557 | 1840015799
Bluffton, Indiana, United States | Bluffton | Bluffton | 40.7424 | -85.173 | United States | US | USA | Indiana |  | 10202 | 1840007178
Blumberg, Baden-Württemberg, Germany | Blumberg | Blumberg | 47.8392 | 8.5342 | Germany | DE | DEU | Baden-Württemberg |  | 10127 | 1276268293
Blumenau, Santa Catarina, Brazil | Blumenau | Blumenau | -26.9189 | -49.0658 | Brazil | BR | BRA | Santa Catarina |  | 309011 | 1076618665
Blundellsands, Sefton, United Kingdom | Blundellsands | Blundellsands | 53.48 | -3.05 | United Kingdom | GB | GBR | Sefton |  | 11514 | 1826007490
Blunsdon Saint Andrew, Swindon, United Kingdom | Blunsdon Saint Andrew | Blunsdon Saint Andrew | 51.61 | -1.79 | United Kingdom | GB | GBR | Swindon |  | 12414 | 1826285391
Blyth, Northumberland, United Kingdom | Blyth | Blyth | 55.126 | -1.514 | United Kingdom | GB | GBR | Northumberland |  | 37339 | 1826333350
Blythe, California, United States | Blythe | Blythe | 33.622 | -114.6188 | United States | US | USA | California |  | 12260 | 1840019299
Blythebridge, Staffordshire, United Kingdom | Blythebridge | Blythebridge | 52.9704 | -2.0709 | United Kingdom | GB | GBR | Staffordshire |  | 5931 | 1826518590
Blytheville, Arkansas, United States | Blytheville | Blytheville | 35.9321 | -89.9051 | United States | US | USA | Arkansas |  | 15693 | 1840013390
Bni Drar, Oriental, Morocco | Bni Drar | Bni Drar | 34.8281 | -1.9936 | Morocco | MA | MAR | Oriental |  | 10934 | 1504593239
Bo, Southern, Sierra Leone | Bo | Bo | 7.9564 | -11.74 | Sierra Leone | SL | SLE | Southern | admin | 174354 | 1694651111
Bo‘ka, Toshkent, Uzbekistan | Bo‘ka | Bo`ka | 40.8111 | 69.1942 | Uzbekistan | UZ | UZB | Toshkent |  | 28000 | 1860263265
Bo‘ston, Qoraqalpog‘iston, Uzbekistan | Bo‘ston | Bo`ston | 41.8478 | 60.93 | Uzbekistan | UZ | UZB | Qoraqalpog‘iston |  | 8488 | 1860795913
Bo’ness, Falkirk, United Kingdom | Bo’ness | Bo'ness | 56.0168 | -3.6089 | United Kingdom | GB | GBR | Falkirk |  | 14490 | 1826331223
Boa Esperança do Sul, São Paulo, Brazil | Boa Esperança do Sul | Boa Esperanca do Sul | -21.9925 | -48.3908 | Brazil | BR | BRA | São Paulo |  | 14546 | 1076269444
Boa Vista, Roraima, Brazil | Boa Vista | Boa Vista | 2.82 | -60.6719 | Brazil | BR | BRA | Roraima | admin | 326419 | 1076621300
Boac, Marinduque, Philippines | Boac | Boac | 13.4463 | 121.84 | Philippines | PH | PHL | Marinduque | admin |  | 1608972476
Boaco, Boaco, Nicaragua | Boaco | Boaco | 12.4722 | -85.6586 | Nicaragua | NI | NIC | Boaco | admin | 317000 | 1558023610
Boardman, Ohio, United States | Boardman | Boardman | 41.0334 | -80.6671 | United States | US | USA | Ohio |  | 34557 | 1840005186
Boaz, Alabama, United States | Boaz | Boaz | 34.1985 | -86.1529 | United States | US | USA | Alabama |  | 9704 | 1840013602
Bobbili, Andhra Pradesh, India | Bobbili | Bobbili | 18.5667 | 83.4167 | India | IN | IND | Andhra Pradesh |  | 56819 | 1356820046
Bobigny, Île-de-France, France | Bobigny | Bobigny | 48.9106 | 2.4397 | France | FR | FRA | Île-de-France | minor | 53640 | 1250306149
Bobingen, Bavaria, Germany | Bobingen | Bobingen | 48.2667 | 10.8167 | Germany | DE | DEU | Bavaria |  | 17199 | 1276277241
Böblingen, Baden-Württemberg, Germany | Böblingen | Boblingen | 48.6833 | 9 | Germany | DE | DEU | Baden-Württemberg | minor | 50155 | 1276001231
Bobo-Dioulasso, Hauts-Bassins, Burkina Faso | Bobo-Dioulasso | Bobo-Dioulasso | 11.1833 | -4.2833 | Burkina Faso | BF | BFA | Hauts-Bassins | admin | 360106 | 1854348796
Bobov Dol, Kyustendil, Bulgaria | Bobov Dol | Bobov Dol | 42.3661 | 23.0053 | Bulgaria | BG | BGR | Kyustendil | minor | 5651 | 1100718546
Bobrov, Voronezhskaya Oblast’, Russia | Bobrov | Bobrov | 51.0944 | 40.0322 | Russia | RU | RUS | Voronezhskaya Oblast’ |  | 20605 | 1643014225
Bobrynets’, Kirovohrads’ka Oblast’, Ukraine | Bobrynets’ | Bobrynets' | 48.0578 | 32.1581 | Ukraine | UA | UKR | Kirovohrads’ka Oblast’ | minor | 10898 | 1804282287
Boca del Rio, Veracruz, Mexico | Boca del Rio | Boca del Rio | 19.1056 | -96.1078 | Mexico | MX | MEX | Veracruz | minor | 138058 | 1484658980
Boca Raton, Florida, United States | Boca Raton | Boca Raton | 26.3752 | -80.108 | United States | US | USA | Florida |  | 99805 | 1840014207
Bocaina, São Paulo, Brazil | Bocaina | Bocaina | -22.1361 | -48.5181 | Brazil | BR | BRA | São Paulo |  | 11810 | 1076989834
Bocaiúva, Minas Gerais, Brazil | Bocaiúva | Bocaiuva | -17.1078 | -43.815 | Brazil | BR | BRA | Minas Gerais |  | 32114 | 1076639320
Bocas del Toro, Bocas del Toro, Panama | Bocas del Toro | Bocas del Toro | 9.3333 | -82.25 | Panama | PA | PAN | Bocas del Toro | admin | 12996 | 1591037947
Bochnia, Małopolskie, Poland | Bochnia | Bochnia | 49.9833 | 20.4333 | Poland | PL | POL | Małopolskie | minor | 30075 | 1616833825
Bocholt, North Rhine-Westphalia, Germany | Bocholt | Bocholt | 51.8333 | 6.6167 | Germany | DE | DEU | North Rhine-Westphalia |  | 71099 | 1276001655
Bochum, North Rhine-Westphalia, Germany | Bochum | Bochum | 51.4833 | 7.2167 | Germany | DE | DEU | North Rhine-Westphalia | minor | 364628 | 1276227288
Bockenem, Lower Saxony, Germany | Bockenem | Bockenem | 52.0117 | 10.1319 | Germany | DE | DEU | Lower Saxony |  | 9795 | 1276993037
Bocşa, Caraş-Severin, Romania | Bocşa | Bocsa | 45.3747 | 21.7106 | Romania | RO | ROU | Caraş-Severin |  | 15842 | 1642424364
Bodaybo, Irkutskaya Oblast’, Russia | Bodaybo | Bodaybo | 57.8506 | 114.1933 | Russia | RU | RUS | Irkutskaya Oblast’ |  | 12316 | 1643017251
Bodenwerder, Lower Saxony, Germany | Bodenwerder | Bodenwerder | 51.9667 | 9.5167 | Germany | DE | DEU | Lower Saxony |  | 5561 | 1276686500
Bodhan, Telangana, India | Bodhan | Bodhan | 18.67 | 77.9 | India | IN | IND | Telangana |  | 77573 | 1356506985
Bodmin, Cornwall, United Kingdom | Bodmin | Bodmin | 50.466 | -4.718 | United Kingdom | GB | GBR | Cornwall |  | 14736 | 1826850129
Bodø, Nordland, Norway | Bodø | Bodo | 67.2827 | 14.3751 | Norway | NO | NOR | Nordland | admin | 41720 | 1578023501
Bodupāl, Telangana, India | Bodupāl | Bodupal | 17.4139 | 78.5783 | India | IN | IND | Telangana |  | 43692 | 1356074103
Boende, Tshuapa, Congo (Kinshasa) | Boende | Boende | -0.2196 | 20.86 | Congo (Kinshasa) | CD | COD | Tshuapa | admin | 32091 | 1180688906
Boerne, Texas, United States | Boerne | Boerne | 29.7844 | -98.7289 | United States | US | USA | Texas |  | 18225 | 1840019623
Bofete, São Paulo, Brazil | Bofete | Bofete | -23.1022 | -48.2578 | Brazil | BR | BRA | São Paulo |  | 10879 | 1076000023
Boffa, Boké, Guinea | Boffa | Boffa | 10.185 | -14.043 | Guinea | GN | GIN | Boké | minor | 2332 | 1324801511
Bogalusa, Louisiana, United States | Bogalusa | Bogalusa | 30.7812 | -89.8633 | United States | US | USA | Louisiana |  | 11486 | 1840013905
Bogandé, Est, Burkina Faso | Bogandé | Bogande | 12.969 | -0.138 | Burkina Faso | BF | BFA | Est | minor | 9854 | 1854811035
Bogatić, Bogatić, Serbia | Bogatić | Bogatic | 44.8376 | 19.4807 | Serbia | RS | SRB | Bogatić | admin |  | 1688635508
Bogdanci, Bogdanci, Macedonia | Bogdanci | Bogdanci | 41.2031 | 22.5728 | Macedonia | MK | MKD | Bogdanci | admin | 6031 | 1807565779
Bogdanovich, Sverdlovskaya Oblast’, Russia | Bogdanovich | Bogdanovich | 56.7833 | 62.05 | Russia | RU | RUS | Sverdlovskaya Oblast’ |  | 29241 | 1643075894
Bogen, Bavaria, Germany | Bogen | Bogen | 48.9167 | 12.6833 | Germany | DE | DEU | Bavaria |  | 10263 | 1276422463
Bognor Regis, West Sussex, United Kingdom | Bognor Regis | Bognor Regis | 50.7824 | -0.6764 | United Kingdom | GB | GBR | West Sussex |  | 24064 | 1826873593
Bogo, Extrême-Nord, Cameroon | Bogo | Bogo | 10.7361 | 14.6108 | Cameroon | CM | CMR | Extrême-Nord |  | 95230 | 1120371347
Bogo, Cebu, Philippines | Bogo | Bogo | 11.0167 | 124 | Philippines | PH | PHL | Cebu |  | 78120 | 1608673076
Bogor, Jawa Barat, Indonesia | Bogor | Bogor | -6.6 | 106.8 | Indonesia | ID | IDN | Jawa Barat |  | 1030720 | 1360771925
Bogoroditsk, Tul’skaya Oblast’, Russia | Bogoroditsk | Bogoroditsk | 53.7667 | 38.1333 | Russia | RU | RUS | Tul’skaya Oblast’ |  | 31139 | 1643215151
Bogorodsk, Nizhegorodskaya Oblast’, Russia | Bogorodsk | Bogorodsk | 56.0997 | 43.5072 | Russia | RU | RUS | Nizhegorodskaya Oblast’ |  | 34240 | 1643424718
Bogota, New Jersey, United States | Bogota | Bogota | 40.875 | -74.0293 | United States | US | USA | New Jersey |  | 8335 | 1840000894
Bogotá, Bogotá, Colombia | Bogotá | Bogota | 4.6126 | -74.0705 | Colombia | CO | COL | Bogotá | primary | 9464000 | 1170483426
Bogotol, Krasnoyarskiy Kray, Russia | Bogotol | Bogotol | 56.2 | 89.5167 | Russia | RU | RUS | Krasnoyarskiy Kray |  | 23622 | 1643208513
Bogovinje, Bogovinje, Macedonia | Bogovinje | Bogovinje | 41.9236 | 20.9136 | Macedonia | MK | MKD | Bogovinje | admin |  | 1807279534
Boguchar, Voronezhskaya Oblast’, Russia | Boguchar | Boguchar | 49.9333 | 40.55 | Russia | RU | RUS | Voronezhskaya Oblast’ |  | 11270 | 1643779708
Bogué, Brakna, Mauritania | Bogué | Bogue | 16.5904 | -14.27 | Mauritania | MR | MRT | Brakna |  | 10415 | 1478095096
Bohemia, New York, United States | Bohemia | Bohemia | 40.7717 | -73.1271 | United States | US | USA | New York |  | 9293 | 1840005020
Bohinjska Bistrica, Bohinj, Slovenia | Bohinjska Bistrica | Bohinjska Bistrica | 46.2769 | 13.955 | Slovenia | SI | SVN | Bohinj | admin |  | 1705094350
Böhlen, Saxony, Germany | Böhlen | Bohlen | 51.2025 | 12.3858 | Germany | DE | DEU | Saxony |  | 6687 | 1276120846
Bohodukhiv, Kharkivs’ka Oblast’, Ukraine | Bohodukhiv | Bohodukhiv | 50.1608 | 35.5164 | Ukraine | UA | UKR | Kharkivs’ka Oblast’ | minor | 15576 | 1804919140
Bohumín, Moravskoslezský Kraj, Czechia | Bohumín | Bohumin | 49.9041 | 18.3576 | Czechia | CZ | CZE | Moravskoslezský Kraj |  | 20518 | 1203275330
Boiling Spring Lakes, North Carolina, United States | Boiling Spring Lakes | Boiling Spring Lakes | 34.0322 | -78.068 | United States | US | USA | North Carolina |  | 5146 | 1840013635
Boiling Springs, South Carolina, United States | Boiling Springs | Boiling Springs | 35.045 | -81.9779 | United States | US | USA | South Carolina |  | 9282 | 1840013509
Boisbriand, Quebec, Canada | Boisbriand | Boisbriand | 45.62 | -73.83 | Canada | CA | CAN | Quebec |  | 26884 | 1124001940
Boischatel, Quebec, Canada | Boischatel | Boischatel | 46.9 | -71.15 | Canada | CA | CAN | Quebec |  | 6465 | 1124332563
Bois-Colombes, Île-de-France, France | Bois-Colombes | Bois-Colombes | 48.9175 | 2.2683 | France | FR | FRA | Île-de-France |  | 28239 | 1250698978
Bois-des-Filion, Quebec, Canada | Bois-des-Filion | Bois-des-Filion | 45.6667 | -73.75 | Canada | CA | CAN | Quebec |  | 9485 | 1124978470
Boise, Idaho, United States | Boise | Boise | 43.6007 | -116.2312 | United States | US | USA | Idaho | admin | 389280 | 1840027142
Boituva, São Paulo, Brazil | Boituva | Boituva | -23.2833 | -47.6722 | Brazil | BR | BRA | São Paulo |  | 55725 | 1076277699
Boizenburg, Mecklenburg-Western Pomerania, Germany | Boizenburg | Boizenburg | 53.3743 | 10.7231 | Germany | DE | DEU | Mecklenburg-Western Pomerania |  | 10724 | 1276001527
Bojnik, Bojnik, Serbia | Bojnik | Bojnik | 43.0142 | 21.718 | Serbia | RS | SRB | Bojnik | admin |  | 1688559807
Bojnūrd, Khorāsān-e Shomālī, Iran | Bojnūrd | Bojnurd | 37.4667 | 57.3333 | Iran | IR | IRN | Khorāsān-e Shomālī | admin | 199791 | 1364981174
Boké, Boké, Guinea | Boké | Boke | 10.94 | -14.3 | Guinea | GN | GIN | Boké | admin | 116270 | 1324037897
Bokhtar, Khatlon, Tajikistan | Bokhtar | Bokhtar | 37.8364 | 68.7803 | Tajikistan | TJ | TJK | Khatlon | admin | 75450 | 1762998971
Boksitogorsk, Leningradskaya Oblast’, Russia | Boksitogorsk | Boksitogorsk | 59.4833 | 33.85 | Russia | RU | RUS | Leningradskaya Oblast’ |  | 15249 | 1643927094
Bol, Lac, Chad | Bol | Bol | 13.4586 | 14.7147 | Chad | TD | TCD | Lac | admin | 11700 | 1148232209
Bol’sheretsk, Kamchatskiy Kray, Russia | Bol’sheretsk | Bol'sheretsk | 52.439 | 156.3594 | Russia | RU | RUS | Kamchatskiy Kray |  | 10 | 1643981807
Bol’shoy Kamen’, Primorskiy Kray, Russia | Bol’shoy Kamen’ | Bol'shoy Kamen' | 43.1167 | 132.35 | Russia | RU | RUS | Primorskiy Kray |  | 38042 | 1643747678
Bolama, Bolama/Bijagós, Guinea-Bissau | Bolama | Bolama | 11.5776 | -15.4742 | Guinea-Bissau | GW | GNB | Bolama/Bijagós | admin | 4819 | 1624958412
Boldeşti-Scăeni, Prahova, Romania | Boldeşti-Scăeni | Boldesti-Scaeni | 45.03 | 26.03 | Romania | RO | ROU | Prahova |  | 11137 | 1642726960
Bole, Xinjiang, China | Bole | Bole | 44.898 | 82.0726 | China | CN | CHN | Xinjiang |  | 235585 | 1156784761
Bolekhiv, Ivano-Frankivs’ka Oblast’, Ukraine | Bolekhiv | Bolekhiv | 49.0669 | 23.8514 | Ukraine | UA | UKR | Ivano-Frankivs’ka Oblast’ |  | 10476 | 1804748946
Bolesławiec, Dolnośląskie, Poland | Bolesławiec | Boleslawiec | 51.2667 | 15.5667 | Poland | PL | POL | Dolnośląskie | minor | 39412 | 1616593724
Bolgar, Tatarstan, Russia | Bolgar | Bolgar | 54.9667 | 49.0333 | Russia | RU | RUS | Tatarstan |  | 8476 | 1643006914
Bolgatanga, Upper East, Ghana | Bolgatanga | Bolgatanga | 10.7856 | -0.8514 | Ghana | GH | GHA | Upper East | admin | 66685 | 1288943371
Bolhrad, Odes’ka Oblast’, Ukraine | Bolhrad | Bolhrad | 45.6855 | 28.6134 | Ukraine | UA | UKR | Odes’ka Oblast’ | minor | 17400 | 1804273550
Boli, Heilongjiang, China | Boli | Boli | 45.7564 | 130.5759 | China | CN | CHN | Heilongjiang | minor | 95260 | 1156933394
Bolingbrook, Illinois, United States | Bolingbrook | Bolingbrook | 41.6903 | -88.1019 | United States | US | USA | Illinois |  | 74545 | 1840011482
Bolintin Vale, Giurgiu, Romania | Bolintin Vale | Bolintin Vale | 44.4472 | 25.7572 | Romania | RO | ROU | Giurgiu |  | 12929 | 1642230164
Bolivar, Missouri, United States | Bolivar | Bolivar | 37.6057 | -93.4174 | United States | US | USA | Missouri |  | 10389 | 1840007578
Boljevac, Boljevac, Serbia | Boljevac | Boljevac | 43.8247 | 21.9519 | Serbia | RS | SRB | Boljevac | admin |  | 1688076013
Bolkhov, Orlovskaya Oblast’, Russia | Bolkhov | Bolkhov | 53.45 | 36 | Russia | RU | RUS | Orlovskaya Oblast’ |  | 26570 | 1643585692
Bollington, Cheshire East, United Kingdom | Bollington | Bollington | 53.298 | -2.093 | United Kingdom | GB | GBR | Cheshire East |  | 7885 | 1826739593
Bollnäs, Gävleborg, Sweden | Bollnäs | Bollnas | 61.352 | 16.3666 | Sweden | SE | SWE | Gävleborg | minor | 13398 | 1752287863
Bolnisi, Kvemo Kartli, Georgia | Bolnisi | Bolnisi | 41.45 | 44.5333 | Georgia | GE | GEO | Kvemo Kartli | minor | 8967 | 1268256910
Bolobo, Mai-Ndombe, Congo (Kinshasa) | Bolobo | Bolobo | -2.16 | 16.24 | Congo (Kinshasa) | CD | COD | Mai-Ndombe |  | 27862 | 1180723089
Bologna, Emilia-Romagna, Italy | Bologna | Bologna | 44.4939 | 11.3428 | Italy | IT | ITA | Emilia-Romagna | admin | 388367 | 1380202039
Bologoye, Tverskaya Oblast’, Russia | Bologoye | Bologoye | 57.8787 | 34.0789 | Russia | RU | RUS | Tverskaya Oblast’ | minor | 21158 | 1643381656
Bolokhovo, Tul’skaya Oblast’, Russia | Bolokhovo | Bolokhovo | 54.0833 | 37.8167 | Russia | RU | RUS | Tul’skaya Oblast’ |  | 9043 | 1643953673
Boloso, Sangha, Congo (Brazzaville) | Boloso | Boloso | 2.0337 | 15.2167 | Congo (Brazzaville) | CG | COG | Sangha |  | 12244 | 1178777874
Bolotnoye, Novosibirskaya Oblast’, Russia | Bolotnoye | Bolotnoye | 55.6667 | 84.4 | Russia | RU | RUS | Novosibirskaya Oblast’ |  | 15629 | 1643828761
Bolsover, Derbyshire, United Kingdom | Bolsover | Bolsover | 53.2304 | -1.2875 | United Kingdom | GB | GBR | Derbyshire |  | 11673 | 1826732756
Bolton, Bolton, United Kingdom | Bolton | Bolton | 53.578 | -2.429 | United Kingdom | GB | GBR | Bolton |  | 128139 | 1826628353
Bolton, Massachusetts, United States | Bolton | Bolton | 42.4362 | -71.6073 | United States | US | USA | Massachusetts |  | 5236 | 1840053582
Bolton upon Dearne, Barnsley, United Kingdom | Bolton upon Dearne | Bolton upon Dearne | 53.5197 | -1.3148 | United Kingdom | GB | GBR | Barnsley |  | 6744 | 1826942280
Bolu, Bolu, Turkey | Bolu | Bolu | 40.7333 | 31.6 | Turkey | TR | TUR | Bolu | admin | 205525 | 1792807068
Bolzano, Trentino-Alto Adige, Italy | Bolzano | Bolzano | 46.5 | 11.35 | Italy | IT | ITA | Trentino-Alto Adige | minor | 107317 | 1380677819
Bom Jesus da Lapa, Bahia, Brazil | Bom Jesus da Lapa | Bom Jesus da Lapa | -13.2495 | -43.44 | Brazil | BR | BRA | Bahia |  | 40691 | 1076439517
Bom Jesus dos Perdões, São Paulo, Brazil | Bom Jesus dos Perdões | Bom Jesus dos Perdoes | -23.135 | -46.4653 | Brazil | BR | BRA | São Paulo |  | 23025 | 1076453674
Boma, Kongo Central, Congo (Kinshasa) | Boma | Boma | -5.85 | 13.05 | Congo (Kinshasa) | CD | COD | Kongo Central |  | 178638 | 1180611452
Bomaderry, New South Wales, Australia | Bomaderry | Bomaderry | -34.848 | 150.605 | Australia | AU | AUS | New South Wales |  | 6661 | 1036102200
Bombarral, Leiria, Portugal | Bombarral | Bombarral | 39.2667 | -9.15 | Portugal | PT | PRT | Leiria | minor | 13193 | 1620112554
Bombo, Luwero, Uganda | Bombo | Bombo | 0.5833 | 32.5333 | Uganda | UG | UGA | Luwero |  | 75000 | 1800926068
Bon Air, Virginia, United States | Bon Air | Bon Air | 37.5187 | -77.5713 | United States | US | USA | Virginia |  | 17764 | 1840006409
Bonāb, Āz̄arbāyjān-e Sharqī, Iran | Bonāb | Bonab | 37.3403 | 46.0561 | Iran | IR | IRN | Āz̄arbāyjān-e Sharqī | minor | 75332 | 1364781552
Bonao, Cibao Sur, Dominican Republic | Bonao | Bonao | 18.942 | -70.409 | Dominican Republic | DO | DOM | Cibao Sur | minor | 73269 | 1214793175
Bondo, Bas-Uélé, Congo (Kinshasa) | Bondo | Bondo | 3.81 | 23.67 | Congo (Kinshasa) | CD | COD | Bas-Uélé |  | 23517 | 1180786691
Bondoukou, Zanzan, Côte D’Ivoire | Bondoukou | Bondoukou | 8.04 | -2.8 | Côte D’Ivoire | CI | CIV | Zanzan | admin | 58297 | 1384649653
Bondurant, Iowa, United States | Bondurant | Bondurant | 41.6986 | -93.4551 | United States | US | USA | Iowa |  | 6958 | 1840007067
Bondy, Île-de-France, France | Bondy | Bondy | 48.9022 | 2.4828 | France | FR | FRA | Île-de-France |  | 53353 | 1250274671
Bongandanga, Mongala, Congo (Kinshasa) | Bongandanga | Bongandanga | 1.5104 | 21.05 | Congo (Kinshasa) | CD | COD | Mongala |  | 4105 | 1180746434
Bongao, Tawi-Tawi, Philippines | Bongao | Bongao | 5.0292 | 119.7731 | Philippines | PH | PHL | Tawi-Tawi | admin |  | 1608490585
Bongaree, Queensland, Australia | Bongaree | Bongaree | -27.0814 | 153.1633 | Australia | AU | AUS | Queensland |  | 6947 | 1036269345
Bongor, Mayo-Kébbi Est, Chad | Bongor | Bongor | 10.2806 | 15.3722 | Chad | TD | TCD | Mayo-Kébbi Est | admin | 27770 | 1148833900
Bonham, Texas, United States | Bonham | Bonham | 33.588 | -96.1901 | United States | US | USA | Texas |  | 10250 | 1840019332
Bonita, California, United States | Bonita | Bonita | 32.6652 | -117.0295 | United States | US | USA | California |  | 13324 | 1840018015
Bonita Springs, Florida, United States | Bonita Springs | Bonita Springs | 26.3559 | -81.7861 | United States | US | USA | Florida |  | 421291 | 1840014227
Bonn, North Rhine-Westphalia, Germany | Bonn | Bonn | 50.7339 | 7.0997 | Germany | DE | DEU | North Rhine-Westphalia | minor | 327258 | 1276807850
Bonndorf im Schwarzwald, Baden-Württemberg, Germany | Bonndorf im Schwarzwald | Bonndorf im Schwarzwald | 47.8194 | 8.3431 | Germany | DE | DEU | Baden-Württemberg |  | 6922 | 1276790713
Bonne Terre, Missouri, United States | Bonne Terre | Bonne Terre | 37.9209 | -90.5426 | United States | US | USA | Missouri |  | 7118 | 1840007551
Bonner Springs, Kansas, United States | Bonner Springs | Bonner Springs | 39.0817 | -94.8776 | United States | US | USA | Kansas |  | 7906 | 1840001624
Bonney Lake, Washington, United States | Bonney Lake | Bonney Lake | 47.1791 | -122.17 | United States | US | USA | Washington |  | 21148 | 1840018454
Bönnigheim, Baden-Württemberg, Germany | Bönnigheim | Bonnigheim | 49.0408 | 9.095 | Germany | DE | DEU | Baden-Württemberg |  | 8015 | 1276845983
Bonnybridge, Falkirk, United Kingdom | Bonnybridge | Bonnybridge | 55.999 | -3.887 | United Kingdom | GB | GBR | Falkirk |  | 6870 | 1826660559
Bonnyrigg, Midlothian, United Kingdom | Bonnyrigg | Bonnyrigg | 55.8747 | -3.1031 | United Kingdom | GB | GBR | Midlothian |  | 15677 | 1826693791
Bonnyville, Alberta, Canada | Bonnyville | Bonnyville | 54.2667 | -110.75 | Canada | CA | CAN | Alberta |  | 5975 | 1124166469
Bontang, Kalimantan Timur, Indonesia | Bontang | Bontang | 0.1333 | 117.5 | Indonesia | ID | IDN | Kalimantan Timur |  | 161413 | 1360692406
Bontoc, Mountain, Philippines | Bontoc | Bontoc | 17.0899 | 120.978 | Philippines | PH | PHL | Mountain | admin |  | 1608526537
Bonyhád, Tolna, Hungary | Bonyhád | Bonyhad | 46.3 | 18.53 | Hungary | HU | HUN | Tolna | minor | 12982 | 1348576105
Boone, North Carolina, United States | Boone | Boone | 36.2111 | -81.6668 | United States | US | USA | North Carolina |  | 26146 | 1840015310
Boone, Iowa, United States | Boone | Boone | 42.053 | -93.877 | United States | US | USA | Iowa |  | 12513 | 1840007012
Booneville, Mississippi, United States | Booneville | Booneville | 34.6643 | -88.5684 | United States | US | USA | Mississippi |  | 5880 | 1840013591
Boonton, New Jersey, United States | Boonton | Boonton | 40.9047 | -74.4048 | United States | US | USA | New Jersey |  | 8919 | 1840000946
Boonville, Missouri, United States | Boonville | Boonville | 38.9588 | -92.7471 | United States | US | USA | Missouri |  | 9362 | 1840007420
Boonville, Indiana, United States | Boonville | Boonville | 38.0469 | -87.2846 | United States | US | USA | Indiana |  | 6238 | 1840007528
Boorama, Awdal, Somalia | Boorama | Boorama | 9.9361 | 43.1828 | Somalia | SO | SOM | Awdal | admin |  | 1706767209
Boosaaso, Bari, Somalia | Boosaaso | Boosaaso | 11.28 | 49.18 | Somalia | SO | SOM | Bari | admin | 46969 | 1706054548
Boothwyn, Pennsylvania, United States | Boothwyn | Boothwyn | 39.8357 | -75.4453 | United States | US | USA | Pennsylvania |  | 5596 | 1840005548
Bootle, Sefton, United Kingdom | Bootle | Bootle | 53.4457 | -2.9891 | United Kingdom | GB | GBR | Sefton |  | 51394 | 1826320670
Bopfingen, Baden-Württemberg, Germany | Bopfingen | Bopfingen | 48.8569 | 10.3522 | Germany | DE | DEU | Baden-Württemberg |  | 11727 | 1276407317
Bopolu, Gbarpolu, Liberia | Bopolu | Bopolu | 7.0667 | -10.4875 | Liberia | LR | LBR | Gbarpolu | admin |  | 1430414456
Boppard, Rhineland-Palatinate, Germany | Boppard | Boppard | 50.2314 | 7.5908 | Germany | DE | DEU | Rhineland-Palatinate |  | 15325 | 1276667317
Bor, Jonglei, South Sudan | Bor | Bor | 6.2167 | 31.55 | South Sudan | SS | SSD | Jonglei | admin | 315351 | 1728186782
Bor, Bor, Serbia | Bor | Bor | 44.1303 | 22.1036 | Serbia | RS | SRB | Bor | admin | 34159 | 1688966590
Bor, Nizhegorodskaya Oblast’, Russia | Bor | Bor | 56.3603 | 44.0592 | Russia | RU | RUS | Nizhegorodskaya Oblast’ |  | 78063 | 1643006538
Bor, Niğde, Turkey | Bor | Bor | 37.8833 | 34.5667 | Turkey | TR | TUR | Niğde | minor | 60335 | 1792531194
Boralday, Almaty, Kazakhstan | Boralday | Boralday | 43.3341 | 76.8288 | Kazakhstan | KZ | KAZ | Almaty |  | 20996 | 1398737190
Borås, Västra Götaland, Sweden | Borås | Boras | 57.7304 | 12.92 | Sweden | SE | SWE | Västra Götaland | minor | 65008 | 1752555835
Borāzjān, Būshehr, Iran | Borāzjān | Borazjan | 29.2667 | 51.2158 | Iran | IR | IRN | Būshehr | minor | 110567 | 1364720199
Borba, Évora, Portugal | Borba | Borba | 38.8 | -7.45 | Portugal | PT | PRT | Évora | minor | 7333 | 1620379777
Borborema, São Paulo, Brazil | Borborema | Borborema | -21.62 | -49.0739 | Brazil | BR | BRA | São Paulo |  | 15569 | 1076625654
Bordeaux, Nouvelle-Aquitaine, France | Bordeaux | Bordeaux | 44.84 | -0.58 | France | FR | FRA | Nouvelle-Aquitaine | admin | 257804 | 1250449238
Bordentown, New Jersey, United States | Bordentown | Bordentown | 40.142 | -74.7098 | United States | US | USA | New Jersey |  | 11917 | 1840001476
Bordertown, South Australia, Australia | Bordertown | Bordertown | -36.3118 | 140.7702 | Australia | AU | AUS | South Australia |  | 2953 | 1036115980
Bordj Bou Arreridj, Bordj Bou Arréridj, Algeria | Bordj Bou Arreridj | Bordj Bou Arreridj | 36.0667 | 4.7667 | Algeria | DZ | DZA | Bordj Bou Arréridj | admin | 168346 | 1012016677
Bordj Mokhtar, Adrar, Algeria | Bordj Mokhtar | Bordj Mokhtar | 21.3289 | 0.9542 | Algeria | DZ | DZA | Adrar |  | 16437 | 1012945794
Borehamwood, Hertfordshire, United Kingdom | Borehamwood | Borehamwood | 51.6578 | -0.2723 | United Kingdom | GB | GBR | Hertfordshire |  | 31955 | 1826433403
Borgarnes, Vesturland, Iceland | Borgarnes | Borgarnes | 64.5333 | -21.9167 | Iceland | IS | ISL | Vesturland |  | 1962 | 1352063842
Borgentreich, North Rhine-Westphalia, Germany | Borgentreich | Borgentreich | 51.5692 | 9.2411 | Germany | DE | DEU | North Rhine-Westphalia |  | 8523 | 1276811823
Borger, Texas, United States | Borger | Borger | 35.6598 | -101.4012 | United States | US | USA | Texas |  | 12718 | 1840019083
Borgholzhausen, North Rhine-Westphalia, Germany | Borgholzhausen | Borgholzhausen | 52.1 | 8.3 | Germany | DE | DEU | North Rhine-Westphalia |  | 8973 | 1276557759
Borgloon, Flanders, Belgium | Borgloon | Borgloon | 50.8022 | 5.3433 | Belgium | BE | BEL | Flanders |  | 10697 | 1056883817
Borgo Maggiore, Borgo Maggiore, San Marino | Borgo Maggiore | Borgo Maggiore | 43.9408 | 12.4475 | San Marino | SM | SMR | Borgo Maggiore | admin |  | 1674314187
Borisoglebsk, Voronezhskaya Oblast’, Russia | Borisoglebsk | Borisoglebsk | 51.3667 | 42.0833 | Russia | RU | RUS | Voronezhskaya Oblast’ |  | 62669 | 1643002462
Borjomi, Samtskhe-Javakheti, Georgia | Borjomi | Borjomi | 41.8333 | 43.3833 | Georgia | GE | GEO | Samtskhe-Javakheti |  | 14445 | 1268485704
Borken, North Rhine-Westphalia, Germany | Borken | Borken | 51.8439 | 6.8583 | Germany | DE | DEU | North Rhine-Westphalia | minor | 42530 | 1276778327
Borkum, Lower Saxony, Germany | Borkum | Borkum | 53.5881 | 6.6697 | Germany | DE | DEU | Lower Saxony |  | 5125 | 1276473242
Borlänge, Dalarna, Sweden | Borlänge | Borlange | 60.4833 | 15.4167 | Sweden | SE | SWE | Dalarna | minor | 39422 | 1752944924
Borna, Saxony, Germany | Borna | Borna | 51.1167 | 12.5 | Germany | DE | DEU | Saxony |  | 19229 | 1276020510
Bornheim, North Rhine-Westphalia, Germany | Bornheim | Bornheim | 50.7592 | 7.005 | Germany | DE | DEU | North Rhine-Westphalia |  | 48326 | 1276585020
Borongan, Eastern Samar, Philippines | Borongan | Borongan | 11.6 | 125.4333 | Philippines | PH | PHL | Eastern Samar | admin | 69297 | 1608990192
Borovichi, Novgorodskaya Oblast’, Russia | Borovichi | Borovichi | 58.4 | 33.9167 | Russia | RU | RUS | Novgorodskaya Oblast’ |  | 50144 | 1643059892
Borovnica, Borovnica, Slovenia | Borovnica | Borovnica | 45.918 | 14.3642 | Slovenia | SI | SVN | Borovnica | admin |  | 1705665714
Borovsk, Kaluzhskaya Oblast’, Russia | Borovsk | Borovsk | 55.2 | 36.4833 | Russia | RU | RUS | Kaluzhskaya Oblast’ |  | 10966 | 1643432341
Borşa, Maramureş, Romania | Borşa | Borsa | 47.6553 | 24.6631 | Romania | RO | ROU | Maramureş |  | 27611 | 1642172332
Borūjerd, Lorestān, Iran | Borūjerd | Borujerd | 33.8972 | 48.7514 | Iran | IR | IRN | Lorestān | minor | 234997 | 1364855573
Boryeong, Chungnam, Korea, South | Boryeong | Boryeong | 36.3333 | 126.6167 | Korea, South | KR | KOR | Chungnam | minor | 101852 | 1410204364
Boryslav, L’vivs’ka Oblast’, Ukraine | Boryslav | Boryslav | 49.2881 | 23.4267 | Ukraine | UA | UKR | L’vivs’ka Oblast’ |  | 37093 | 1804511652
Boryspil’, Kyyivs’ka Oblast’, Ukraine | Boryspil’ | Boryspil' | 50.35 | 30.95 | Ukraine | UA | UKR | Kyyivs’ka Oblast’ | minor | 62281 | 1804757407
Borzna, Chernihivs’ka Oblast’, Ukraine | Borzna | Borzna | 51.2333 | 32.4167 | Ukraine | UA | UKR | Chernihivs’ka Oblast’ | minor | 10205 | 1804695729
Borzya, Zabaykal’skiy Kray, Russia | Borzya | Borzya | 50.3833 | 116.5333 | Russia | RU | RUS | Zabaykal’skiy Kray |  | 28888 | 1643309577
Bosanska Krupa, Bosnia and Herzegovina, Federation of, Bosnia And Herzegovina | Bosanska Krupa | Bosanska Krupa | 44.8833 | 16.15 | Bosnia And Herzegovina | BA | BIH | Bosnia and Herzegovina, Federation of | minor | 29659 | 1070449050
Bosanski Petrovac, Bosnia and Herzegovina, Federation of, Bosnia And Herzegovina | Bosanski Petrovac | Bosanski Petrovac | 44.55 | 16.3667 | Bosnia And Herzegovina | BA | BIH | Bosnia and Herzegovina, Federation of | minor | 7946 | 1070850291
Boscombe, Bournemouth, United Kingdom | Boscombe | Boscombe | 50.725 | -1.84 | United Kingdom | GB | GBR | Bournemouth |  | 20719 | 1826070994
Bosilegrad, Bosilegrad, Serbia | Bosilegrad | Bosilegrad | 42.5005 | 22.4728 | Serbia | RS | SRB | Bosilegrad | admin |  | 1688870763
Bosilovo, Bosilovo, Macedonia | Bosilovo | Bosilovo | 41.4406 | 22.7278 | Macedonia | MK | MKD | Bosilovo | admin |  | 1807868218
Boskovice, Jihomoravský Kraj, Czechia | Boskovice | Boskovice | 49.4875 | 16.66 | Czechia | CZ | CZE | Jihomoravský Kraj |  | 11681 | 1203299524
Bosobolo, Nord-Ubangi, Congo (Kinshasa) | Bosobolo | Bosobolo | 4.1904 | 19.88 | Congo (Kinshasa) | CD | COD | Nord-Ubangi |  | 14553 | 1180318544
Bossangoa, Ouham, Central African Republic | Bossangoa | Bossangoa | 6.4833 | 17.45 | Central African Republic | CF | CAF | Ouham | admin | 37780 | 1140523604
Bossembele, Ombella-Mpoko, Central African Republic | Bossembele | Bossembele | 5.267 | 17.65 | Central African Republic | CF | CAF | Ombella-Mpoko |  | 7287 | 1140955210
Bossier City, Louisiana, United States | Bossier City | Bossier City | 32.5227 | -93.6666 | United States | US | USA | Louisiana |  | 68159 | 1840013790
Boston, Massachusetts, United States | Boston | Boston | 42.3188 | -71.0846 | United States | US | USA | Massachusetts | admin | 4688346 | 1840000455
Boston, Lincolnshire, United Kingdom | Boston | Boston | 52.974 | -0.0214 | United Kingdom | GB | GBR | Lincolnshire |  | 35124 | 1826233090
Boston, New York, United States | Boston | Boston | 42.6528 | -78.7555 | United States | US | USA | New York |  | 8029 | 1840023297
Bostonia, California, United States | Bostonia | Bostonia | 32.8189 | -116.9479 | United States | US | USA | California |  | 17530 | 1840018018
Botevgrad, Sofia, Bulgaria | Botevgrad | Botevgrad | 42.9083 | 23.7919 | Bulgaria | BG | BGR | Sofia |  | 22742 | 1100788799
Bothell, Washington, United States | Bothell | Bothell | 47.7735 | -122.2044 | United States | US | USA | Washington |  | 47415 | 1840018419
Bothell East, Washington, United States | Bothell East | Bothell East | 47.8064 | -122.1845 | United States | US | USA | Washington |  | 10682 | 1840041892
Bothell West, Washington, United States | Bothell West | Bothell West | 47.8056 | -122.2401 | United States | US | USA | Washington |  | 20307 | 1840041906
Bothwell, South Lanarkshire, United Kingdom | Bothwell | Bothwell | 55.8023 | -4.0662 | United Kingdom | GB | GBR | South Lanarkshire |  | 6458 | 1826943843
Botley, Hampshire, United Kingdom | Botley | Botley | 50.9144 | -1.27 | United Kingdom | GB | GBR | Hampshire |  | 5100 | 1826553905
Botoşani, Botoşani, Romania | Botoşani | Botosani | 47.7486 | 26.6694 | Romania | RO | ROU | Botoşani | admin | 106847 | 1642183791
Botou, Hebei, China | Botou | Botou | 38.06 | 116.56 | China | CN | CHN | Hebei |  | 584308 | 1156018338
Bottesford, North Lincolnshire, United Kingdom | Bottesford | Bottesford | 53.5521 | -0.6714 | United Kingdom | GB | GBR | North Lincolnshire |  | 11038 | 1826232962
Bottrop, North Rhine-Westphalia, Germany | Bottrop | Bottrop | 51.5232 | 6.9253 | Germany | DE | DEU | North Rhine-Westphalia | minor | 117383 | 1276473363
Botucatu, São Paulo, Brazil | Botucatu | Botucatu | -22.8858 | -48.445 | Brazil | BR | BRA | São Paulo |  | 139483 | 1076113865
Bou Ahmed, Casablanca-Settat, Morocco | Bou Ahmed | Bou Ahmed | 33.1119 | -7.4058 | Morocco | MA | MAR | Casablanca-Settat |  | 33105 | 1504251428
Bouaflé, Sassandra-Marahoué, Côte D’Ivoire | Bouaflé | Bouafle | 6.9903 | -5.7442 | Côte D’Ivoire | CI | CIV | Sassandra-Marahoué | minor | 60962 | 1384274339
Bouaké, Vallée du Bandama, Côte D’Ivoire | Bouaké | Bouake | 7.6833 | -5.0331 | Côte D’Ivoire | CI | CIV | Vallée du Bandama | admin | 659233 | 1384983838
Bouar, Nana-Mambéré, Central African Republic | Bouar | Bouar | 5.95 | 15.6 | Central African Republic | CF | CAF | Nana-Mambéré | admin | 40353 | 1140144321
Boucherville, Quebec, Canada | Boucherville | Boucherville | 45.6 | -73.45 | Canada | CA | CAN | Quebec |  | 40753 | 1124000296
Bougouni, Sikasso, Mali | Bougouni | Bougouni | 11.4204 | -7.49 | Mali | ML | MLI | Sikasso | minor | 35450 | 1466902797
Bouira, Bouira, Algeria | Bouira | Bouira | 36.3783 | 3.8925 | Algeria | DZ | DZA | Bouira | admin | 68545 | 1012006499
Boujad, Béni Mellal-Khénifra, Morocco | Boujad | Boujad | 32.76 | -6.4 | Morocco | MA | MAR | Béni Mellal-Khénifra |  | 46893 | 1504259447
Bouknadel, Rabat-Salé-Kénitra, Morocco | Bouknadel | Bouknadel | 34.1245 | -6.748 | Morocco | MA | MAR | Rabat-Salé-Kénitra |  | 25255 | 1504368806
Boulder, Colorado, United States | Boulder | Boulder | 40.0249 | -105.2523 | United States | US | USA | Colorado |  | 124345 | 1840018774
Boulder City, Nevada, United States | Boulder City | Boulder City | 35.8407 | -114.9257 | United States | US | USA | Nevada |  | 14959 | 1840019028
Boulder Hill, Illinois, United States | Boulder Hill | Boulder Hill | 41.7112 | -88.3353 | United States | US | USA | Illinois |  | 9179 | 1840004821
Boulia, Queensland, Australia | Boulia | Boulia | -22.9 | 139.9 | Australia | AU | AUS | Queensland |  | 301 | 1036512474
Boulogne-Billancourt, Île-de-France, France | Boulogne-Billancourt | Boulogne-Billancourt | 48.8352 | 2.2409 | France | FR | FRA | Île-de-France | minor | 120071 | 1250978859
Boulogne-sur-Mer, Hauts-de-France, France | Boulogne-sur-Mer | Boulogne-sur-Mer | 50.7264 | 1.6147 | France | FR | FRA | Hauts-de-France | minor | 133062 | 1250693185
Boulsa, Centre-Nord, Burkina Faso | Boulsa | Boulsa | 12.657 | -0.569 | Burkina Faso | BF | BFA | Centre-Nord | minor | 17489 | 1854535753
Boultham, Lincolnshire, United Kingdom | Boultham | Boultham | 53.214 | -0.5561 | United Kingdom | GB | GBR | Lincolnshire |  | 7465 | 1826621706
Boumalne, Drâa-Tafilalet, Morocco | Boumalne | Boumalne | 31.3738 | -5.9956 | Morocco | MA | MAR | Drâa-Tafilalet |  | 12328 | 1504840361
Boumerdes, Boumerdes, Algeria | Boumerdes | Boumerdes | 36.7594 | 3.4728 | Algeria | DZ | DZA | Boumerdes | admin | 41685 | 1012627486
Bound Brook, New Jersey, United States | Bound Brook | Bound Brook | 40.5676 | -74.5383 | United States | US | USA | New Jersey |  | 10180 | 1840001053
Bountiful, Utah, United States | Bountiful | Bountiful | 40.8722 | -111.8647 | United States | US | USA | Utah |  | 43981 | 1840018737
Bourbonnais, Illinois, United States | Bourbonnais | Bourbonnais | 41.183 | -87.878 | United States | US | USA | Illinois |  | 19462 | 1840011692
Bourèm Guindou, Gao, Mali | Bourèm Guindou | Bourem Guindou | 16.9004 | -0.35 | Mali | ML | MLI | Gao |  | 30000 | 1466124401
Bourg-en-Bresse, Auvergne-Rhône-Alpes, France | Bourg-en-Bresse | Bourg-en-Bresse | 46.2056 | 5.2289 | France | FR | FRA | Auvergne-Rhône-Alpes | minor | 41527 | 1250397174
Bourges, Centre-Val de Loire, France | Bourges | Bourges | 47.0844 | 2.3964 | France | FR | FRA | Centre-Val de Loire | minor | 64551 | 1250043242
Bourg-la-Reine, Île-de-France, France | Bourg-la-Reine | Bourg-la-Reine | 48.7796 | 2.3151 | France | FR | FRA | Île-de-France |  | 20667 | 1250693512
Bourgoin-Jallieu, Auvergne-Rhône-Alpes, France | Bourgoin-Jallieu | Bourgoin-Jallieu | 45.5861 | 5.2736 | France | FR | FRA | Auvergne-Rhône-Alpes |  | 28387 | 1250584408
Bourke, New South Wales, Australia | Bourke | Bourke | -30.0817 | 145.9511 | Australia | AU | AUS | New South Wales |  | 1909 | 1036074667
Bourne, Lincolnshire, United Kingdom | Bourne | Bourne | 52.7684 | -0.3775 | United Kingdom | GB | GBR | Lincolnshire |  | 13961 | 1826267550
Bourne, Massachusetts, United States | Bourne | Bourne | 41.723 | -70.5819 | United States | US | USA | Massachusetts |  | 19839 | 1840053642
Bourne End, Buckinghamshire, United Kingdom | Bourne End | Bourne End | 51.5817 | -0.7134 | United Kingdom | GB | GBR | Buckinghamshire |  | 5320 | 1826489634
Bournemouth, Bournemouth, United Kingdom | Bournemouth | Bournemouth | 50.72 | -1.88 | United Kingdom | GB | GBR | Bournemouth |  | 183491 | 1826769743
Bournville, Birmingham, United Kingdom | Bournville | Bournville | 52.4299 | -1.9355 | United Kingdom | GB | GBR | Birmingham |  | 25938 | 1826130836
Bouskoura, Casablanca-Settat, Morocco | Bouskoura | Bouskoura | 33.4489 | -7.6486 | Morocco | MA | MAR | Casablanca-Settat |  | 103026 | 1504503306
Boutilimit, Trarza, Mauritania | Boutilimit | Boutilimit | 17.5504 | -14.7 | Mauritania | MR | MRT | Trarza |  | 14142 | 1478235368
Bovec, Bovec, Slovenia | Bovec | Bovec | 46.3378 | 13.5522 | Slovenia | SI | SVN | Bovec | admin |  | 1705609781
Bovingdon, Hertfordshire, United Kingdom | Bovingdon | Bovingdon | 51.7231 | -0.5367 | United Kingdom | GB | GBR | Hertfordshire |  | 9000 | 1826320957
Bow, New Hampshire, United States | Bow | Bow | 43.1308 | -71.5307 | United States | US | USA | New Hampshire |  | 7816 | 1840080248
Bowdon, Trafford, United Kingdom | Bowdon | Bowdon | 53.376 | -2.366 | United Kingdom | GB | GBR | Trafford |  | 9228 | 1826944016
Bowen, Queensland, Australia | Bowen | Bowen | -20.0167 | 148.2333 | Australia | AU | AUS | Queensland |  | 10377 | 1036979225
Bowie, Maryland, United States | Bowie | Bowie | 38.9569 | -76.7409 | United States | US | USA | Maryland |  | 58643 | 1840005970
Bowie, Texas, United States | Bowie | Bowie | 33.5566 | -97.844 | United States | US | USA | Texas |  | 5040 | 1840019314
Bowleys Quarters, Maryland, United States | Bowleys Quarters | Bowleys Quarters | 39.3198 | -76.3858 | United States | US | USA | Maryland |  | 6519 | 1840005677
Bowling, Renfrewshire, United Kingdom | Bowling | Bowling | 55.932 | -4.494 | United Kingdom | GB | GBR | Renfrewshire |  | 5500 | 1826872358
Bowling Green, Kentucky, United States | Bowling Green | Bowling Green | 36.9719 | -86.4373 | United States | US | USA | Kentucky |  | 95135 | 1840013265
Bowling Green, Ohio, United States | Bowling Green | Bowling Green | 41.3773 | -83.65 | United States | US | USA | Ohio |  | 32249 | 1840000621
Bowling Green, Missouri, United States | Bowling Green | Bowling Green | 39.3447 | -91.2032 | United States | US | USA | Missouri |  | 5608 | 1840007344
Bowral, New South Wales, Australia | Bowral | Bowral | -34.4792 | 150.4181 | Australia | AU | AUS | New South Wales |  | 12949 | 1036253752
Box Elder, South Dakota, United States | Box Elder | Box Elder | 44.1121 | -103.0827 | United States | US | USA | South Dakota |  | 10228 | 1840002183
Boxberg, Baden-Württemberg, Germany | Boxberg | Boxberg | 49.4814 | 9.6417 | Germany | DE | DEU | Baden-Württemberg |  | 6664 | 1276977191
Boxborough, Massachusetts, United States | Boxborough | Boxborough | 42.4884 | -71.5178 | United States | US | USA | Massachusetts |  | 5794 | 1840070183
Boxford, Massachusetts, United States | Boxford | Boxford | 42.6815 | -71.0189 | United States | US | USA | Massachusetts |  | 8270 | 1840053527
Boxley, Kent, United Kingdom | Boxley | Boxley | 51.3024 | 0.5429 | United Kingdom | GB | GBR | Kent |  | 9554 | 1826029798
Boyarka, Krasnoyarskiy Kray, Russia | Boyarka | Boyarka | 70.767 | 97.5 | Russia | RU | RUS | Krasnoyarskiy Kray |  | 35968 | 1643010185
Boyarka, Kyyivs’ka Oblast’, Ukraine | Boyarka | Boyarka | 50.3292 | 30.2886 | Ukraine | UA | UKR | Kyyivs’ka Oblast’ |  | 35411 | 1804000125
Boyes Hot Springs, California, United States | Boyes Hot Springs | Boyes Hot Springs | 38.3126 | -122.4888 | United States | US | USA | California |  | 7863 | 1840017572
Boynton Beach, Florida, United States | Boynton Beach | Boynton Beach | 26.5281 | -80.0811 | United States | US | USA | Florida |  | 78679 | 1840014208
Bozeman, Montana, United States | Bozeman | Bozeman | 45.6832 | -111.0552 | United States | US | USA | Montana |  | 57695 | 1840018509
Bozhou, Anhui, China | Bozhou | Bozhou | 33.8626 | 115.7742 | China | CN | CHN | Anhui |  | 5100000 | 1156356860
Bozhurishte, Sofia, Bulgaria | Bozhurishte | Bozhurishte | 42.75 | 23.2 | Bulgaria | BG | BGR | Sofia |  | 5047 | 1100578677
Bozoum, Ouham-Pendé, Central African Republic | Bozoum | Bozoum | 6.3172 | 16.3783 | Central African Republic | CF | CAF | Ouham-Pendé | admin | 20665 | 1140416562
Bracebridge, Ontario, Canada | Bracebridge | Bracebridge | 45.0333 | -79.3 | Canada | CA | CAN | Ontario |  | 16010 | 1124793645
Brackenheim, Baden-Württemberg, Germany | Brackenheim | Brackenheim | 49.0833 | 9.0667 | Germany | DE | DEU | Baden-Württemberg |  | 16106 | 1276363194
Brackley, Northamptonshire, United Kingdom | Brackley | Brackley | 52.032 | -1.147 | United Kingdom | GB | GBR | Northamptonshire |  | 13018 | 1826334139
Bracknell, Bracknell Forest, United Kingdom | Bracknell | Bracknell | 51.416 | -0.749 | United Kingdom | GB | GBR | Bracknell Forest |  | 84469 | 1826880896
Bradenton, Florida, United States | Bradenton | Bradenton | 27.49 | -82.5739 | United States | US | USA | Florida |  | 59439 | 1840014173
Bradford, Bradford, United Kingdom | Bradford | Bradford | 53.8 | -1.75 | United Kingdom | GB | GBR | Bradford |  | 67 | 1826687116
Bradford, Pennsylvania, United States | Bradford | Bradford | 41.9604 | -78.6414 | United States | US | USA | Pennsylvania |  | 11311 | 1840000523
Bradford West Gwillimbury, Ontario, Canada | Bradford West Gwillimbury | Bradford West Gwillimbury | 44.1333 | -79.6333 | Canada | CA | CAN | Ontario |  | 35325 | 1124001093
Bradford-on-Avon, Wiltshire, United Kingdom | Bradford-on-Avon | Bradford-on-Avon | 51.347 | -2.251 | United Kingdom | GB | GBR | Wiltshire |  | 9402 | 1826919846
Bradley, Illinois, United States | Bradley | Bradley | 41.1641 | -87.8452 | United States | US | USA | Illinois |  | 15314 | 1840011693
Bradley Gardens, New Jersey, United States | Bradley Gardens | Bradley Gardens | 40.5711 | -74.6678 | United States | US | USA | New Jersey |  | 14417 | 1840033232
Bradwell, Milton Keynes, United Kingdom | Bradwell | Bradwell | 52.05 | -0.787 | United Kingdom | GB | GBR | Milton Keynes |  | 9657 | 1826794750
Brady, Texas, United States | Brady | Brady | 31.1322 | -99.3697 | United States | US | USA | Texas |  | 5137 | 1840019550
Braga, Braga, Portugal | Braga | Braga | 41.5333 | -8.4167 | Portugal | PT | PRT | Braga | admin | 181494 | 1620949401
Bragadiru, Ilfov, Romania | Bragadiru | Bragadiru | 44.3694 | 25.9753 | Romania | RO | ROU | Ilfov |  | 15329 | 1642514395
Bragado, Buenos Aires, Argentina | Bragado | Bragado | -35.1167 | -60.5 | Argentina | AR | ARG | Buenos Aires | minor | 33222 | 1032509795
Bragança, Pará, Brazil | Bragança | Braganca | -1.0536 | -46.7656 | Brazil | BR | BRA | Pará |  | 57163 | 1076855072
Bragança, Bragança, Portugal | Bragança | Braganca | 41.8 | -6.75 | Portugal | PT | PRT | Bragança | admin | 35341 | 1620281131
Bragança Paulista, São Paulo, Brazil | Bragança Paulista | Braganca Paulista | -22.9189 | -46.5425 | Brazil | BR | BRA | São Paulo |  | 160665 | 1076245528
Brāhmanbāria, Chittagong, Bangladesh | Brāhmanbāria | Brahmanbaria | 23.9667 | 91.1 | Bangladesh | BD | BGD | Chittagong |  | 268279 | 1050193121
Brahmapur, Odisha, India | Brahmapur | Brahmapur | 19.32 | 84.8 | India | IN | IND | Odisha |  | 324726 | 1356569354
Braidwood, Illinois, United States | Braidwood | Braidwood | 41.2696 | -88.2235 | United States | US | USA | Illinois |  | 22670 | 1840007090
Brăila, Brăila, Romania | Brăila | Braila | 45.2692 | 27.9575 | Romania | RO | ROU | Brăila | admin | 180302 | 1642286806
Brainerd, Minnesota, United States | Brainerd | Brainerd | 46.3553 | -94.1982 | United States | US | USA | Minnesota |  | 19583 | 1840006644
Braintree, Essex, United Kingdom | Braintree | Braintree | 51.878 | 0.55 | United Kingdom | GB | GBR | Essex |  | 53477 | 1826745611
Braintree, Massachusetts, United States | Braintree | Braintree | 42.2039 | -71.0022 | United States | US | USA | Massachusetts |  | 37190 | 1840132398
Brake, Lower Saxony, Germany | Brake | Brake | 53.3333 | 8.4833 | Germany | DE | DEU | Lower Saxony | minor | 14965 | 1276055035
Brakel, North Rhine-Westphalia, Germany | Brakel | Brakel | 51.7167 | 9.1833 | Germany | DE | DEU | North Rhine-Westphalia |  | 16270 | 1276092395
Brakpan, Gauteng, South Africa | Brakpan | Brakpan | -26.2353 | 28.37 | South Africa | ZA | ZAF | Gauteng |  | 73080 | 1710291121
Brambleton, Virginia, United States | Brambleton | Brambleton | 38.9802 | -77.5323 | United States | US | USA | Virginia |  | 20081 | 1840024497
Bramcote, Nottinghamshire, United Kingdom | Bramcote | Bramcote | 52.934 | -1.242 | United Kingdom | GB | GBR | Nottinghamshire |  | 7270 | 1826659985
Bramhall, Stockport, United Kingdom | Bramhall | Bramhall | 53.357 | -2.164 | United Kingdom | GB | GBR | Stockport |  | 17436 | 1826643172
Bramley, Rotherham, United Kingdom | Bramley | Bramley | 53.4253 | -1.2648 | United Kingdom | GB | GBR | Rotherham |  | 8194 | 1826030000
Bramley, Hampshire, United Kingdom | Bramley | Bramley | 51.329 | -1.0613 | United Kingdom | GB | GBR | Hampshire |  | 5875 | 1826671131
Brampton, Ontario, Canada | Brampton | Brampton | 43.6833 | -79.7667 | Canada | CA | CAN | Ontario |  | 593638 | 1124625989
Bramsche, Lower Saxony, Germany | Bramsche | Bramsche | 52.4089 | 7.9728 | Germany | DE | DEU | Lower Saxony |  | 30952 | 1276405075
Branchburg, New Jersey, United States | Branchburg | Branchburg | 40.5629 | -74.714 | United States | US | USA | New Jersey |  | 14504 | 1840081705
Brandenburg, Brandenburg, Germany | Brandenburg | Brandenburg | 52.4117 | 12.5561 | Germany | DE | DEU | Brandenburg | minor | 72124 | 1276372220
Brand-Erbisdorf, Saxony, Germany | Brand-Erbisdorf | Brand-Erbisdorf | 50.8689 | 13.3219 | Germany | DE | DEU | Saxony |  | 9452 | 1276212051
Brandermill, Virginia, United States | Brandermill | Brandermill | 37.434 | -77.6522 | United States | US | USA | Virginia |  | 14421 | 1840024784
Brandfort, Free State, South Africa | Brandfort | Brandfort | -28.7 | 26.4667 | South Africa | ZA | ZAF | Free State |  | 12091 | 1710953731
Brandis, Saxony, Germany | Brandis | Brandis | 51.3347 | 12.6089 | Germany | DE | DEU | Saxony |  | 9613 | 1276455051
Brandon, Florida, United States | Brandon | Brandon | 27.9367 | -82.3 | United States | US | USA | Florida |  | 113279 | 1840014151
Brandon, Suffolk, United Kingdom | Brandon | Brandon | 52.4474 | 0.6242 | United Kingdom | GB | GBR | Suffolk |  | 9145 | 1826506200
Brandon, Manitoba, Canada | Brandon | Brandon | 49.8483 | -99.95 | Canada | CA | CAN | Manitoba |  | 48859 | 1124239939
Brandon, Mississippi, United States | Brandon | Brandon | 32.2778 | -89.9896 | United States | US | USA | Mississippi |  | 24289 | 1840013825
Brandon, South Dakota, United States | Brandon | Brandon | 43.5928 | -96.5799 | United States | US | USA | South Dakota |  | 9372 | 1840002650
Brandýs nad Labem-Stará Boleslav, Středočeský Kraj, Czechia | Brandýs nad Labem-Stará Boleslav | Brandys nad Labem-Stara Boleslav | 50.1872 | 14.6633 | Czechia | CZ | CZE | Středočeský Kraj |  | 19255 | 1203785584
Brandywine, Maryland, United States | Brandywine | Brandywine | 38.6963 | -76.8846 | United States | US | USA | Maryland |  | 9761 | 1840005946
Branford, Connecticut, United States | Branford | Branford | 41.2841 | -72.7981 | United States | US | USA | Connecticut |  | 28094 | 1840044985
Branford Center, Connecticut, United States | Branford Center | Branford Center | 41.2779 | -72.8148 | United States | US | USA | Connecticut |  | 6413 | 1840073557
Braniewo, Warmińsko-Mazurskie, Poland | Braniewo | Braniewo | 54.3833 | 19.8333 | Poland | PL | POL | Warmińsko-Mazurskie | minor | 17123 | 1616740656
Branson, Missouri, United States | Branson | Branson | 36.651 | -93.2635 | United States | US | USA | Missouri |  | 25033 | 1840007659
Branston, Staffordshire, United Kingdom | Branston | Branston | 52.787 | -1.659 | United Kingdom | GB | GBR | Staffordshire |  | 6749 | 1826771802
Brant, Ontario, Canada | Brant | Brant | 43.1167 | -80.3667 | Canada | CA | CAN | Ontario |  | 36707 | 1124000682
Brantford, Ontario, Canada | Brantford | Brantford | 43.1667 | -80.25 | Canada | CA | CAN | Ontario |  | 97496 | 1124737006
Braselton, Georgia, United States | Braselton | Braselton | 34.1088 | -83.8128 | United States | US | USA | Georgia |  | 12961 | 1840015596
Brasiléia, Acre, Brazil | Brasiléia | Brasileia | -11.01 | -68.7478 | Brazil | BR | BRA | Acre |  | 24765 | 1076430930
Brasília, Distrito Federal, Brazil | Brasília | Brasilia | -15.7744 | -48.0773 | Brazil | BR | BRA | Distrito Federal | primary | 3015268 | 1076144436
Braslaw, Vitsyebskaya Voblasts’, Belarus | Braslaw | Braslaw | 55.6397 | 27.0397 | Belarus | BY | BLR | Vitsyebskaya Voblasts’ | minor | 9400 | 1112414592
Braslovče, Braslovče, Slovenia | Braslovče | Braslovce | 46.2897 | 15.0389 | Slovenia | SI | SVN | Braslovče | admin |  | 1705126731
Braşov, Braşov, Romania | Braşov | Brasov | 45.65 | 25.6 | Romania | RO | ROU | Braşov | admin | 290743 | 1642328429
Bratislava, Bratislavský, Slovakia | Bratislava | Bratislava | 48.1447 | 17.1128 | Slovakia | SK | SVK | Bratislavský | primary | 429564 | 1703195001
Bratsk, Irkutskaya Oblast’, Russia | Bratsk | Bratsk | 56.1667 | 101.6167 | Russia | RU | RUS | Irkutskaya Oblast’ |  | 231602 | 1643485535
Brattleboro, Vermont, United States | Brattleboro | Brattleboro | 42.8618 | -72.6145 | United States | US | USA | Vermont |  | 11608 | 1840070391
Braúna, São Paulo, Brazil | Braúna | Brauna | -21.5 | -50.3167 | Brazil | BR | BRA | São Paulo |  | 5454 | 1076848088
Braunau am Inn, Oberösterreich, Austria | Braunau am Inn | Braunau am Inn | 48.2583 | 13.0333 | Austria | AT | AUT | Oberösterreich | minor | 17095 | 1040852989
Braunfels, Hesse, Germany | Braunfels | Braunfels | 50.5175 | 8.3889 | Germany | DE | DEU | Hesse |  | 10976 | 1276721051
Braunlage, Lower Saxony, Germany | Braunlage | Braunlage | 51.7264 | 10.6101 | Germany | DE | DEU | Lower Saxony |  | 5854 | 1276710518
Bräunlingen, Baden-Württemberg, Germany | Bräunlingen | Braunlingen | 47.9297 | 8.4481 | Germany | DE | DEU | Baden-Württemberg |  | 5828 | 1276097897
Braunsbedra, Saxony-Anhalt, Germany | Braunsbedra | Braunsbedra | 51.2833 | 11.9 | Germany | DE | DEU | Saxony-Anhalt |  | 10678 | 1276157165
Braunschweig, Lower Saxony, Germany | Braunschweig | Braunschweig | 52.2692 | 10.5211 | Germany | DE | DEU | Lower Saxony | minor | 248292 | 1276941443
Braunstone, Leicestershire, United Kingdom | Braunstone | Braunstone | 52.616 | -1.175 | United Kingdom | GB | GBR | Leicestershire |  | 16850 | 1826381597
Braunton, Devon, United Kingdom | Braunton | Braunton | 51.11 | -4.162 | United Kingdom | GB | GBR | Devon |  | 7353 | 1826987782
Brawley, California, United States | Brawley | Brawley | 32.9783 | -115.5287 | United States | US | USA | California |  | 26309 | 1840019378
Brayton, North Yorkshire, United Kingdom | Brayton | Brayton | 53.7682 | -1.0907 | United Kingdom | GB | GBR | North Yorkshire |  | 5299 | 1826840707
Brazil, Indiana, United States | Brazil | Brazil | 39.5226 | -87.124 | United States | US | USA | Indiana |  | 7993 | 1840005744
Brazzaville, Brazzaville, Congo (Brazzaville) | Brazzaville | Brazzaville | -4.2667 | 15.2833 | Congo (Brazzaville) | CG | COG | Brazzaville | primary | 1827000 | 1178340306
Brčko, Brcko District, Bosnia And Herzegovina | Brčko | Brcko | 44.8783 | 18.8092 | Bosnia And Herzegovina | BA | BIH | Brcko District | admin |  | 1070370826
Brea, California, United States | Brea | Brea | 33.9254 | -117.8656 | United States | US | USA | California |  | 43255 | 1840019323
Breaux Bridge, Louisiana, United States | Breaux Bridge | Breaux Bridge | 30.2829 | -91.9043 | United States | US | USA | Louisiana |  | 18484 | 1840013960
Breaza, Prahova, Romania | Breaza | Breaza | 45.1872 | 25.6622 | Romania | RO | ROU | Prahova |  | 15928 | 1642547235
Brechin, Angus, United Kingdom | Brechin | Brechin | 56.7299 | -2.6553 | United Kingdom | GB | GBR | Angus |  | 7199 | 1826338747
Breckenridge, Colorado, United States | Breckenridge | Breckenridge | 39.4995 | -106.0433 | United States | US | USA | Colorado |  | 7818 | 1840021428
Breckenridge, Texas, United States | Breckenridge | Breckenridge | 32.7566 | -98.9125 | United States | US | USA | Texas |  | 5478 | 1840019448
Breckerfeld, North Rhine-Westphalia, Germany | Breckerfeld | Breckerfeld | 51.2611 | 7.4667 | Germany | DE | DEU | North Rhine-Westphalia |  | 8938 | 1276888240
Brecknock, Pennsylvania, United States | Brecknock | Brecknock | 40.1977 | -76.027 | United States | US | USA | Pennsylvania |  | 7465 | 1840145617
Brecksville, Ohio, United States | Brecksville | Brecksville | 41.3079 | -81.6193 | United States | US | USA | Ohio |  | 13604 | 1840000590
Břeclav, Jihomoravský Kraj, Czechia | Břeclav | Breclav | 48.759 | 16.882 | Czechia | CZ | CZE | Jihomoravský Kraj |  | 24743 | 1203778686
Brecon, Powys, United Kingdom | Brecon | Brecon | 51.948 | -3.391 | United Kingdom | GB | GBR | Powys |  | 8250 | 1826444860
Bredasdorp, Western Cape, South Africa | Bredasdorp | Bredasdorp | -34.5333 | 20.0417 | South Africa | ZA | ZAF | Western Cape |  | 14936 | 1710282172
Bredbury, Stockport, United Kingdom | Bredbury | Bredbury | 53.42 | -2.113 | United Kingdom | GB | GBR | Stockport |  | 13593 | 1826343069
Bredstedt, Schleswig-Holstein, Germany | Bredstedt | Bredstedt | 54.62 | 8.9644 | Germany | DE | DEU | Schleswig-Holstein |  | 5429 | 1276369501
Breese, Illinois, United States | Breese | Breese | 38.6138 | -89.523 | United States | US | USA | Illinois |  | 5853 | 1840006153
Bregenz, Vorarlberg, Austria | Bregenz | Bregenz | 47.505 | 9.7492 | Austria | AT | AUT | Vorarlberg | admin | 28697 | 1040174258
Breinigsville, Pennsylvania, United States | Breinigsville | Breinigsville | 40.5394 | -75.6344 | United States | US | USA | Pennsylvania |  | 5975 | 1840026409
Breisach am Rhein, Baden-Württemberg, Germany | Breisach am Rhein | Breisach am Rhein | 48.0289 | 7.58 | Germany | DE | DEU | Baden-Württemberg |  | 15606 | 1276880866
Brejo do Cruz, Paraíba, Brazil | Brejo do Cruz | Brejo do Cruz | -6.3258 | -37.4972 | Brazil | BR | BRA | Paraíba |  | 13900 | 1076202028
Bremen, Bremen, Germany | Bremen | Bremen | 53.1153 | 8.7975 | Germany | DE | DEU | Bremen | admin | 724909 | 1276376509
Bremen, Georgia, United States | Bremen | Bremen | 33.7085 | -85.1495 | United States | US | USA | Georgia |  | 6945 | 1840013715
Bremerhaven, Bremen, Germany | Bremerhaven | Bremerhaven | 53.55 | 8.5833 | Germany | DE | DEU | Bremen |  | 113634 | 1276991229
Bremerton, Washington, United States | Bremerton | Bremerton | 47.5436 | -122.7122 | United States | US | USA | Washington |  | 218400 | 1840018410
Bremervörde, Lower Saxony, Germany | Bremervörde | Bremervorde | 53.4833 | 9.1333 | Germany | DE | DEU | Lower Saxony |  | 18528 | 1276000575
Brenham, Texas, United States | Brenham | Brenham | 30.1585 | -96.3964 | United States | US | USA | Texas |  | 17823 | 1840019604
Brent, Florida, United States | Brent | Brent | 30.4729 | -87.2496 | United States | US | USA | Florida |  | 22056 | 1840013913
Brent, Alabama, United States | Brent | Brent | 32.9421 | -87.1753 | United States | US | USA | Alabama |  | 5302 | 1840013781
Brentwood, New York, United States | Brentwood | Brentwood | 40.7839 | -73.2522 | United States | US | USA | New York |  | 62942 | 1840005021
Brentwood, Pennsylvania, United States | Brentwood | Brentwood | 40.3734 | -79.9757 | United States | US | USA | Pennsylvania |  | 9268 | 1840001212
Brentwood, California, United States | Brentwood | Brentwood | 37.9355 | -121.7191 | United States | US | USA | California |  | 64474 | 1840018904
Brentwood, Essex, United Kingdom | Brentwood | Brentwood | 51.6204 | 0.305 | United Kingdom | GB | GBR | Essex |  | 54885 | 1826743524
Brentwood, Tennessee, United States | Brentwood | Brentwood | 35.9918 | -86.7758 | United States | US | USA | Tennessee |  | 42783 | 1840013381
Brentwood, Missouri, United States | Brentwood | Brentwood | 38.6194 | -90.3476 | United States | US | USA | Missouri |  | 7966 | 1840006128
Brescia, Lombardy, Italy | Brescia | Brescia | 45.5389 | 10.2203 | Italy | IT | ITA | Lombardy | minor | 197008 | 1380432555
Bresje, Fushë Kosovë, Kosovo | Bresje | Bresje | 42.6264 | 21.0874 | Kosovo | XK | XKS | Fushë Kosovë |  | 5596 | 1901668701
Brest, Brestskaya Voblasts’, Belarus | Brest | Brest | 52.0847 | 23.6569 | Belarus | BY | BLR | Brestskaya Voblasts’ | admin | 339700 | 1112896927
Brest, Bretagne, France | Brest | Brest | 48.39 | -4.49 | France | FR | FRA | Bretagne | minor | 300300 | 1250882453
Bret Harte, California, United States | Bret Harte | Bret Harte | 37.6021 | -121.0045 | United States | US | USA | California |  | 5319 | 1840036997
Brétigny-sur-Orge, Île-de-France, France | Brétigny-sur-Orge | Bretigny-sur-Orge | 48.6114 | 2.3059 | France | FR | FRA | Île-de-France |  | 26528 | 1250662537
Bretten, Baden-Württemberg, Germany | Bretten | Bretten | 49.0364 | 8.7061 | Germany | DE | DEU | Baden-Württemberg |  | 29412 | 1276638008
Brevard, North Carolina, United States | Brevard | Brevard | 35.2439 | -82.7264 | United States | US | USA | North Carolina |  | 13666 | 1840013467
Breves, Pará, Brazil | Breves | Breves | -1.6822 | -50.4803 | Brazil | BR | BRA | Pará |  | 47164 | 1076061751
Břevnov, Středočeský Kraj, Czechia | Břevnov | Brevnov | 50.0833 | 14.3579 | Czechia | CZ | CZE | Středočeský Kraj |  | 26275 | 1203462593
Brewer, Maine, United States | Brewer | Brewer | 44.7835 | -68.7352 | United States | US | USA | Maine |  | 9035 | 1840000239
Brewood, Staffordshire, United Kingdom | Brewood | Brewood | 52.6769 | -2.1738 | United Kingdom | GB | GBR | Staffordshire |  | 7329 | 1826958033
Brewster, Massachusetts, United States | Brewster | Brewster | 41.7463 | -70.0675 | United States | US | USA | Massachusetts |  | 9868 | 1840053498
Brewton, Alabama, United States | Brewton | Brewton | 31.1111 | -87.0737 | United States | US | USA | Alabama |  | 6615 | 1840006146
Breza, Bosnia and Herzegovina, Federation of, Bosnia And Herzegovina | Breza | Breza | 44.021 | 18.261 | Bosnia And Herzegovina | BA | BIH | Bosnia and Herzegovina, Federation of | minor | 14564 | 1070229008
Brežice, Brežice, Slovenia | Brežice | Brezice | 45.9044 | 15.5925 | Slovenia | SI | SVN | Brežice | admin |  | 1705251132
Brezno, Banskobystrický, Slovakia | Brezno | Brezno | 48.8036 | 19.6381 | Slovakia | SK | SVK | Banskobystrický | minor | 21082 | 1703148175
Brezoi, Vâlcea, Romania | Brezoi | Brezoi | 45.3442 | 24.2394 | Romania | RO | ROU | Vâlcea |  | 6022 | 1642282171
Brezovica, Brezovica, Slovenia | Brezovica | Brezovica | 46.0333 | 14.4 | Slovenia | SI | SVN | Brezovica | admin |  | 1705190624
Bria, Haute-Kotto, Central African Republic | Bria | Bria | 6.5369 | 21.9919 | Central African Republic | CF | CAF | Haute-Kotto | admin | 35204 | 1140582053
Brianka, Luhans’ka Oblast’, Ukraine | Brianka | Brianka | 48.5133 | 38.6431 | Ukraine | UA | UKR | Luhans’ka Oblast’ |  | 47512 | 1804124686
Briarcliff Manor, New York, United States | Briarcliff Manor | Briarcliff Manor | 41.14 | -73.844 | United States | US | USA | New York |  | 8094 | 1840004948
Briceni, Briceni, Moldova | Briceni | Briceni | 48.3628 | 27.085 | Moldova | MD | MDA | Briceni | admin | 7314 | 1498970287
Brick, New Jersey, United States | Brick | Brick | 40.06 | -74.1099 | United States | US | USA | New Jersey |  | 75072 | 1840081606
Bridge City, Texas, United States | Bridge City | Bridge City | 30.0298 | -93.8406 | United States | US | USA | Texas |  | 7862 | 1840019609
Bridge City, Louisiana, United States | Bridge City | Bridge City | 29.9321 | -90.1594 | United States | US | USA | Louisiana |  | 6894 | 1840013989
Bridge of Allan, Stirling, United Kingdom | Bridge of Allan | Bridge of Allan | 56.155 | -3.942 | United Kingdom | GB | GBR | Stirling |  | 6762 | 1826777809
Bridgeport, Connecticut, United States | Bridgeport | Bridgeport | 41.1918 | -73.1953 | United States | US | USA | Connecticut |  | 924449 | 1840004836
Bridgeport, West Virginia, United States | Bridgeport | Bridgeport | 39.3036 | -80.2477 | United States | US | USA | West Virginia |  | 8842 | 1840005766
Bridgeport, Michigan, United States | Bridgeport | Bridgeport | 43.3706 | -83.8828 | United States | US | USA | Michigan |  | 6443 | 1840004227
Bridgeport, Texas, United States | Bridgeport | Bridgeport | 33.21 | -97.7708 | United States | US | USA | Texas |  | 6286 | 1840019384
Bridgeton, New Jersey, United States | Bridgeton | Bridgeton | 39.4286 | -75.2281 | United States | US | USA | New Jersey |  | 33379 | 1840016610
Bridgeton, Missouri, United States | Bridgeton | Bridgeton | 38.7673 | -90.4275 | United States | US | USA | Missouri |  | 11520 | 1840006129
Bridgetown, Saint Michael, Barbados | Bridgetown | Bridgetown | 13.0975 | -59.6167 | Barbados | BB | BRB | Saint Michael | primary | 110000 | 1052274244
Bridgetown, Ohio, United States | Bridgetown | Bridgetown | 39.1551 | -84.6359 | United States | US | USA | Ohio |  | 13824 | 1840034100
Bridgeview, Illinois, United States | Bridgeview | Bridgeview | 41.7403 | -87.8067 | United States | US | USA | Illinois |  | 16096 | 1840010140
Bridgewater, New Jersey, United States | Bridgewater | Bridgewater | 40.5934 | -74.6076 | United States | US | USA | New Jersey |  | 44726 | 1840081701
Bridgewater, Massachusetts, United States | Bridgewater | Bridgewater | 41.9728 | -70.9749 | United States | US | USA | Massachusetts |  | 27619 | 1840003199
Bridgewater, Nova Scotia, Canada | Bridgewater | Bridgewater | 44.37 | -64.52 | Canada | CA | CAN | Nova Scotia |  | 8532 | 1124736310
Bridgewater, Virginia, United States | Bridgewater | Bridgewater | 38.3862 | -78.9674 | United States | US | USA | Virginia |  | 6145 | 1840006135
Bridgnorth, Shropshire, United Kingdom | Bridgnorth | Bridgnorth | 52.535 | -2.4195 | United Kingdom | GB | GBR | Shropshire |  | 12079 | 1826579574
Bridgton, Maine, United States | Bridgton | Bridgton | 44.0481 | -70.7362 | United States | US | USA | Maine |  | 5369 | 1840052541
Bridgwater, Somerset, United Kingdom | Bridgwater | Bridgwater | 51.128 | -2.993 | United Kingdom | GB | GBR | Somerset |  | 41276 | 1826346861
Bridlington, East Riding of Yorkshire, United Kingdom | Bridlington | Bridlington | 54.0819 | -0.1923 | United Kingdom | GB | GBR | East Riding of Yorkshire |  | 35369 | 1826640623
Bridport, Dorset, United Kingdom | Bridport | Bridport | 50.7336 | -2.7584 | United Kingdom | GB | GBR | Dorset |  | 13569 | 1826126753
Brier, Washington, United States | Brier | Brier | 47.7924 | -122.2734 | United States | US | USA | Washington |  | 6970 | 1840018379
Brierfield, Lancashire, United Kingdom | Brierfield | Brierfield | 53.824 | -2.235 | United Kingdom | GB | GBR | Lancashire |  | 8193 | 1826685441
Brierley Hill, Dudley, United Kingdom | Brierley Hill | Brierley Hill | 52.4795 | -2.1245 | United Kingdom | GB | GBR | Dudley |  | 13935 | 1826736582
Brigantine, New Jersey, United States | Brigantine | Brigantine | 39.4138 | -74.3787 | United States | US | USA | New Jersey |  | 8650 | 1840001533
Brigg, North Lincolnshire, United Kingdom | Brigg | Brigg | 53.5529 | -0.485 | United Kingdom | GB | GBR | North Lincolnshire |  | 5626 | 1826755330
Brig-Glis, Valais, Switzerland | Brig-Glis | Brig-Glis | 46.3159 | 7.9876 | Switzerland | CH | CHE | Valais | minor | 13109 | 1756778801
Brigham City, Utah, United States | Brigham City | Brigham City | 41.5034 | -112.0454 | United States | US | USA | Utah |  | 19601 | 1840018702
Brighouse, Calderdale, United Kingdom | Brighouse | Brighouse | 53.707 | -1.794 | United Kingdom | GB | GBR | Calderdale |  | 32360 | 1826688359
Bright, Indiana, United States | Bright | Bright | 39.2254 | -84.8613 | United States | US | USA | Indiana |  | 5649 | 1840005882
Brightlingsea, Essex, United Kingdom | Brightlingsea | Brightlingsea | 51.81 | 1.03 | United Kingdom | GB | GBR | Essex |  | 8076 | 1826794522
Brighton, Brighton and Hove, United Kingdom | Brighton | Brighton | 50.8429 | -0.1313 | United Kingdom | GB | GBR | Brighton and Hove |  | 134293 | 1826609057
Brighton, Colorado, United States | Brighton | Brighton | 39.9716 | -104.7964 | United States | US | USA | Colorado |  | 41554 | 1840018784
Brighton, Ontario, Canada | Brighton | Brighton | 44.1222 | -77.7642 | Canada | CA | CAN | Ontario |  | 11844 | 1124672085
Brighton, Pennsylvania, United States | Brighton | Brighton | 40.7023 | -80.3677 | United States | US | USA | Pennsylvania |  | 8303 | 1840145004
Brighton, Michigan, United States | Brighton | Brighton | 42.5298 | -83.7847 | United States | US | USA | Michigan |  | 7656 | 1840003099
Brighton Township, New York, United States | Brighton Township | Brighton Township | 43.1175 | -77.5835 | United States | US | USA | New York |  | 36447 | 1840057402
Brikama, Western, Gambia, The | Brikama | Brikama | 13.2804 | -16.6599 | Gambia, The | GM | GMB | Western | admin | 195136 | 1270953861
Brilon, North Rhine-Westphalia, Germany | Brilon | Brilon | 51.3956 | 8.5678 | Germany | DE | DEU | North Rhine-Westphalia |  | 25417 | 1276723318
Brimington, Derbyshire, United Kingdom | Brimington | Brimington | 53.258 | -1.3905 | United Kingdom | GB | GBR | Derbyshire |  | 8788 | 1826142035
Brindisi, Puglia, Italy | Brindisi | Brindisi | 40.6383 | 17.9458 | Italy | IT | ITA | Puglia | minor | 87141 | 1380201254
Brisbane, Queensland, Australia | Brisbane | Brisbane | -27.4678 | 153.0281 | Australia | AU | AUS | Queensland | admin | 2514184 | 1036192929
Brislington, Bristol, City of, United Kingdom | Brislington | Brislington | 51.4316 | -2.5439 | United Kingdom | GB | GBR | Bristol, City of |  | 11511 | 1826515115
Bristol, Bristol, City of, United Kingdom | Bristol | Bristol | 51.45 | -2.5833 | United Kingdom | GB | GBR | Bristol, City of |  | 724000 | 1826921049
Bristol, Tennessee, United States | Bristol | Bristol | 36.5572 | -82.2154 | United States | US | USA | Tennessee |  | 70243 | 1840013301
Bristol, Connecticut, United States | Bristol | Bristol | 41.6812 | -72.9407 | United States | US | USA | Connecticut |  | 59947 | 1840004772
Bristol, Pennsylvania, United States | Bristol | Bristol | 40.1216 | -74.8667 | United States | US | USA | Pennsylvania |  | 53803 | 1840001318
Bristol, Rhode Island, United States | Bristol | Bristol | 41.6827 | -71.2694 | United States | US | USA | Rhode Island |  | 22234 | 1840106238
Bristol, Virginia, United States | Bristol | Bristol | 36.618 | -82.1606 | United States | US | USA | Virginia |  | 16762 | 1840003879
Bristol, Wisconsin, United States | Bristol | Bristol | 42.5378 | -88.0149 | United States | US | USA | Wisconsin |  | 5142 | 1840037916
Briton Ferry, Neath Port Talbot, United Kingdom | Briton Ferry | Briton Ferry | 51.64 | -3.83 | United Kingdom | GB | GBR | Neath Port Talbot |  | 5911 | 1826781600
Brits, North West, South Africa | Brits | Brits | -25.6167 | 27.7667 | South Africa | ZA | ZAF | North West |  | 122497 | 1710468143
Brive-la-Gaillarde, Nouvelle-Aquitaine, France | Brive-la-Gaillarde | Brive-la-Gaillarde | 45.1583 | 1.5321 | France | FR | FRA | Nouvelle-Aquitaine | minor | 46916 | 1250549859
Brixham, Devon, United Kingdom | Brixham | Brixham | 50.394 | -3.516 | United Kingdom | GB | GBR | Devon |  | 16693 | 1826371818
Brixton, Lambeth, United Kingdom | Brixton | Brixton | 51.463 | -0.106 | United Kingdom | GB | GBR | Lambeth |  | 78536 | 1826058068
Brixworth, Northamptonshire, United Kingdom | Brixworth | Brixworth | 52.329 | -0.904 | United Kingdom | GB | GBR | Northamptonshire |  | 5162 | 1826215413
Brno, Jihomoravský Kraj, Czechia | Brno | Brno | 49.1953 | 16.6083 | Czechia | CZ | CZE | Jihomoravský Kraj | admin | 381346 | 1203676514
Broadalbin, New York, United States | Broadalbin | Broadalbin | 43.0764 | -74.1574 | United States | US | USA | New York |  | 5153 | 1840004311
Broadlands, Virginia, United States | Broadlands | Broadlands | 39.0168 | -77.5167 | United States | US | USA | Virginia |  | 13704 | 1840024498
Broadmoor, California, United States | Broadmoor | Broadmoor | 37.6914 | -122.4811 | United States | US | USA | California |  | 5286 | 1840017623
Broadstairs, Kent, United Kingdom | Broadstairs | Broadstairs | 51.3589 | 1.4394 | United Kingdom | GB | GBR | Kent |  | 24903 | 1826167465
Broadstone, Poole, United Kingdom | Broadstone | Broadstone | 50.7605 | -1.995 | United Kingdom | GB | GBR | Poole |  | 10303 | 1826492540
Broadview, Illinois, United States | Broadview | Broadview | 41.8584 | -87.8562 | United States | US | USA | Illinois |  | 7618 | 1840010141
Broadview Heights, Ohio, United States | Broadview Heights | Broadview Heights | 41.3195 | -81.6782 | United States | US | USA | Ohio |  | 19102 | 1840000591
Broadview Park, Florida, United States | Broadview Park | Broadview Park | 26.0979 | -80.2088 | United States | US | USA | Florida |  | 8068 | 1840028918
Broadwater, West Sussex, United Kingdom | Broadwater | Broadwater | 50.8282 | -0.3742 | United Kingdom | GB | GBR | West Sussex |  | 9373 | 1826765618
Broadway, Virginia, United States | Broadway | Broadway | 38.6083 | -78.8016 | United States | US | USA | Virginia |  | 6712 | 1840006136
Brocēni, Brocēnu Novads, Latvia | Brocēni | Broceni | 56.6833 | 22.5664 | Latvia | LV | LVA | Brocēnu Novads | admin | 2779 | 1428026538
Brock, Ontario, Canada | Brock | Brock | 44.3167 | -79.0833 | Canada | CA | CAN | Ontario |  | 11642 | 1124001106
Brock Hall, Maryland, United States | Brock Hall | Brock Hall | 38.8617 | -76.7549 | United States | US | USA | Maryland |  | 11664 | 1840024541
Brockport, New York, United States | Brockport | Brockport | 43.2137 | -77.9404 | United States | US | USA | New York |  | 19764 | 1840004287
Brockton, Massachusetts, United States | Brockton | Brockton | 42.0821 | -71.0242 | United States | US | USA | Massachusetts |  | 95708 | 1840000467
Brockton, Ontario, Canada | Brockton | Brockton | 44.1667 | -81.2167 | Canada | CA | CAN | Ontario |  | 9461 | 1124000713
Brockville, Ontario, Canada | Brockville | Brockville | 44.5833 | -75.6833 | Canada | CA | CAN | Ontario |  | 21854 | 1124286131
Brockworth, Gloucestershire, United Kingdom | Brockworth | Brockworth | 51.85 | -2.15 | United Kingdom | GB | GBR | Gloucestershire |  | 7387 | 1826331782
Brodósqui, São Paulo, Brazil | Brodósqui | Brodosqui | -20.9908 | -47.6589 | Brazil | BR | BRA | São Paulo |  | 23460 | 1076955012
Brody, L’vivs’ka Oblast’, Ukraine | Brody | Brody | 50.0781 | 25.1542 | Ukraine | UA | UKR | L’vivs’ka Oblast’ | minor | 23752 | 1804538798
Broken Arrow, Oklahoma, United States | Broken Arrow | Broken Arrow | 36.0365 | -95.7809 | United States | US | USA | Oklahoma |  | 110198 | 1840019059
Broken Hill, New South Wales, Australia | Broken Hill | Broken Hill | -31.9567 | 141.4678 | Australia | AU | AUS | New South Wales |  | 17734 | 1036216956
Brokenhead, Manitoba, Canada | Brokenhead | Brokenhead | 50.1428 | -96.5319 | Canada | CA | CAN | Manitoba |  | 5122 | 1124000321
Brokopondo, Brokopondo, Suriname | Brokopondo | Brokopondo | 5.0404 | -55.02 | Suriname | SR | SUR | Brokopondo | admin | 8340 | 1740558611
Bromborough, Wirral, United Kingdom | Bromborough | Bromborough | 53.336 | -2.978 | United Kingdom | GB | GBR | Wirral |  | 14850 | 1826223984
Bromley, Bromley, United Kingdom | Bromley | Bromley | 51.407 | 0.021 | United Kingdom | GB | GBR | Bromley |  | 87889 | 1826385764
Bromont, Quebec, Canada | Bromont | Bromont | 45.3167 | -72.65 | Canada | CA | CAN | Quebec |  | 7649 | 1124286457
Bromsgrove, Worcestershire, United Kingdom | Bromsgrove | Bromsgrove | 52.3353 | -2.0579 | United Kingdom | GB | GBR | Worcestershire |  | 29237 | 1826356095
Bron, Auvergne-Rhône-Alpes, France | Bron | Bron | 45.7394 | 4.9139 | France | FR | FRA | Auvergne-Rhône-Alpes |  | 41543 | 1250002616
Bronnitsy, Moskovskaya Oblast’, Russia | Bronnitsy | Bronnitsy | 55.422 | 38.2631 | Russia | RU | RUS | Moskovskaya Oblast’ |  | 22567 | 1643641489
Brønnøysund, Nordland, Norway | Brønnøysund | Bronnoysund | 65.4749 | 12.212 | Norway | NO | NOR | Nordland | minor | 5050 | 1578503953
Bronx, New York, United States | Bronx | Bronx | 40.8501 | -73.8662 | United States | US | USA | New York |  | 1418207 | 1840033999
Bronxville, New York, United States | Bronxville | Bronxville | 40.9394 | -73.8263 | United States | US | USA | New York |  | 6408 | 1840004949
Brook Highland, Alabama, United States | Brook Highland | Brook Highland | 33.4359 | -86.6849 | United States | US | USA | Alabama |  | 7116 | 1840027551
Brook Park, Ohio, United States | Brook Park | Brook Park | 41.4036 | -81.8219 | United States | US | USA | Ohio |  | 18382 | 1840000594
Brookdale, New Jersey, United States | Brookdale | Brookdale | 40.8348 | -74.1798 | United States | US | USA | New Jersey |  | 9539 | 1840024254
Brookfield, Illinois, United States | Brookfield | Brookfield | 41.8245 | -87.847 | United States | US | USA | Illinois |  | 18310 | 1840010142
Brookfield, Wisconsin, United States | Brookfield | Brookfield | 43.064 | -88.1231 | United States | US | USA | Wisconsin |  | 39115 | 1840003012
Brookfield, Connecticut, United States | Brookfield | Brookfield | 41.4674 | -73.3923 | United States | US | USA | Connecticut |  | 17013 | 1840034171
Brookhaven, New York, United States | Brookhaven | Brookhaven | 40.8321 | -72.9518 | United States | US | USA | New York |  | 484671 | 1840057464
Brookhaven, Georgia, United States | Brookhaven | Brookhaven | 33.8744 | -84.3314 | United States | US | USA | Georgia |  | 55554 | 1840029224
Brookhaven, Mississippi, United States | Brookhaven | Brookhaven | 31.5803 | -90.4432 | United States | US | USA | Mississippi |  | 10154 | 1840013862
Brookhaven, Pennsylvania, United States | Brookhaven | Brookhaven | 39.8715 | -75.3918 | United States | US | USA | Pennsylvania |  | 8049 | 1840000689
Brookhaven, West Virginia, United States | Brookhaven | Brookhaven | 39.6062 | -79.8812 | United States | US | USA | West Virginia |  | 5900 | 1840005643
Brookings, South Dakota, United States | Brookings | Brookings | 44.3022 | -96.7859 | United States | US | USA | South Dakota |  | 24887 | 1840002506
Brookings, Oregon, United States | Brookings | Brookings | 42.0697 | -124.3003 | United States | US | USA | Oregon |  | 11162 | 1840018677
Brookline, Massachusetts, United States | Brookline | Brookline | 42.3243 | -71.1408 | United States | US | USA | Massachusetts |  | 59234 | 1840053672
Brookline, New Hampshire, United States | Brookline | Brookline | 42.7464 | -71.6705 | United States | US | USA | New Hampshire |  | 5298 | 1840054705
Brooklyn, New York, United States | Brooklyn | Brooklyn | 40.6501 | -73.9496 | United States | US | USA | New York |  | 2559903 | 1840034030
Brooklyn, Ohio, United States | Brooklyn | Brooklyn | 41.4349 | -81.7498 | United States | US | USA | Ohio |  | 10646 | 1840000592
Brooklyn, Connecticut, United States | Brooklyn | Brooklyn | 41.787 | -71.9543 | United States | US | USA | Connecticut |  | 8243 | 1840034199
Brooklyn Center, Minnesota, United States | Brooklyn Center | Brooklyn Center | 45.0681 | -93.3162 | United States | US | USA | Minnesota |  | 30690 | 1840004022
Brooklyn Park, Minnesota, United States | Brooklyn Park | Brooklyn Park | 45.1112 | -93.3505 | United States | US | USA | Minnesota |  | 80389 | 1840004023
Brooklyn Park, Maryland, United States | Brooklyn Park | Brooklyn Park | 39.217 | -76.6174 | United States | US | USA | Maryland |  | 15036 | 1840031312
Brooks, Alberta, Canada | Brooks | Brooks | 50.5642 | -111.8989 | Canada | CA | CAN | Alberta |  | 14451 | 1124093123
Brookshire, Texas, United States | Brookshire | Brookshire | 29.7824 | -95.9515 | United States | US | USA | Texas |  | 5548 | 1840019610
Brookside, Delaware, United States | Brookside | Brookside | 39.6666 | -75.7153 | United States | US | USA | Delaware |  | 13191 | 1840005569
Brooksville, Florida, United States | Brooksville | Brooksville | 28.5404 | -82.3903 | United States | US | USA | Florida |  | 8564 | 1840014112
Brookville, Ohio, United States | Brookville | Brookville | 39.8393 | -84.4176 | United States | US | USA | Ohio |  | 5874 | 1840005562
Broomall, Pennsylvania, United States | Broomall | Broomall | 39.9694 | -75.3529 | United States | US | USA | Pennsylvania |  | 11154 | 1840005549
Broome, Western Australia, Australia | Broome | Broome | -17.9619 | 122.2361 | Australia | AU | AUS | Western Australia |  | 14445 | 1036047905
Broomfield, Colorado, United States | Broomfield | Broomfield | 39.9541 | -105.0527 | United States | US | USA | Colorado |  | 70465 | 1840018781
Brossard, Quebec, Canada | Brossard | Brossard | 45.4667 | -73.45 | Canada | CA | CAN | Quebec |  | 85721 | 1124655166
Broşteni, Suceava, Romania | Broşteni | Brosteni | 47.2442 | 25.6981 | Romania | RO | ROU | Suceava |  | 5506 | 1642522635
Brotas, São Paulo, Brazil | Brotas | Brotas | -22.2839 | -48.1269 | Brazil | BR | BRA | São Paulo |  | 23419 | 1076744263
Brotton, Redcar and Cleveland, United Kingdom | Brotton | Brotton | 54.568 | -0.937 | United Kingdom | GB | GBR | Redcar and Cleveland |  | 5394 | 1826306929
Broughton, North Lincolnshire, United Kingdom | Broughton | Broughton | 53.5638 | -0.5465 | United Kingdom | GB | GBR | North Lincolnshire |  | 5726 | 1826619680
Broughton, Flintshire, United Kingdom | Broughton | Broughton | 53.169 | -2.985 | United Kingdom | GB | GBR | Flintshire |  | 5974 | 1826313937
Broughton Astley, Leicestershire, United Kingdom | Broughton Astley | Broughton Astley | 52.5278 | -1.2275 | United Kingdom | GB | GBR | Leicestershire |  | 11940 | 1826146185
Broughty Ferry, Dundee City, United Kingdom | Broughty Ferry | Broughty Ferry | 56.4672 | -2.8699 | United Kingdom | GB | GBR | Dundee City |  | 13155 | 1826000803
Broumov, Královéhradecký Kraj, Czechia | Broumov | Broumov | 50.5857 | 16.3319 | Czechia | CZ | CZE | Královéhradecký Kraj |  | 7370 | 1203240850
Broussard, Louisiana, United States | Broussard | Broussard | 30.1393 | -91.9538 | United States | US | USA | Louisiana |  | 12700 | 1840013964
Brovary, Kyyivs’ka Oblast’, Ukraine | Brovary | Brovary | 50.5114 | 30.7903 | Ukraine | UA | UKR | Kyyivs’ka Oblast’ | minor | 102856 | 1804386597
Brown Deer, Wisconsin, United States | Brown Deer | Brown Deer | 43.1743 | -87.975 | United States | US | USA | Wisconsin |  | 11839 | 1840003041
Brownfield, Texas, United States | Brownfield | Brownfield | 33.1757 | -102.273 | United States | US | USA | Texas |  | 9234 | 1840019404
Brownfields, Louisiana, United States | Brownfields | Brownfields | 30.5467 | -91.1225 | United States | US | USA | Louisiana |  | 5092 | 1840031149
Brownhills, Walsall, United Kingdom | Brownhills | Brownhills | 52.647 | -1.933 | United Kingdom | GB | GBR | Walsall |  | 12676 | 1826680163
Browns Mills, New Jersey, United States | Browns Mills | Browns Mills | 39.9737 | -74.5689 | United States | US | USA | New Jersey |  | 10719 | 1840005517
Brownsburg, Indiana, United States | Brownsburg | Brownsburg | 39.833 | -86.3824 | United States | US | USA | Indiana |  | 27001 | 1840009536
Brownsburg, Quebec, Canada | Brownsburg | Brownsburg | 45.6703 | -74.4467 | Canada | CA | CAN | Quebec |  | 7122 | 1124023263
Brownsville, Texas, United States | Brownsville | Brownsville | 25.998 | -97.4565 | United States | US | USA | Texas |  | 227239 | 1840019743
Brownsville, Florida, United States | Brownsville | Brownsville | 25.8216 | -80.2417 | United States | US | USA | Florida |  | 17155 | 1840029024
Brownsville, Tennessee, United States | Brownsville | Brownsville | 35.589 | -89.2578 | United States | US | USA | Tennessee |  | 9055 | 1840013413
Brownsweg, Brokopondo, Suriname | Brownsweg | Brownsweg | 5.02 | -55.17 | Suriname | SR | SUR | Brokopondo |  | 4582 | 1740310469
Brownville, New York, United States | Brownville | Brownville | 44.0298 | -76.053 | United States | US | USA | New York |  | 6213 | 1840004123
Brownwood, Texas, United States | Brownwood | Brownwood | 31.7127 | -98.9767 | United States | US | USA | Texas |  | 21729 | 1840019519
Broxbourne, Essex, United Kingdom | Broxbourne | Broxbourne | 51.7495 | -0.0216 | United Kingdom | GB | GBR | Essex |  | 15303 | 1826900136
Broxburn, West Lothian, United Kingdom | Broxburn | Broxburn | 55.934 | -3.471 | United Kingdom | GB | GBR | West Lothian |  | 12000 | 1826364673
Bruchköbel, Hesse, Germany | Bruchköbel | Bruchkobel | 50.1833 | 8.9167 | Germany | DE | DEU | Hesse |  | 20427 | 1276199010
Bruchsal, Baden-Württemberg, Germany | Bruchsal | Bruchsal | 49.1333 | 8.6 | Germany | DE | DEU | Baden-Württemberg |  | 44644 | 1276034362
Bruck an der Leitha, Niederösterreich, Austria | Bruck an der Leitha | Bruck an der Leitha | 48.0255 | 16.779 | Austria | AT | AUT | Niederösterreich | minor | 7887 | 1040346220
Bruck an der Mur, Steiermark, Austria | Bruck an der Mur | Bruck an der Mur | 47.4106 | 15.2686 | Austria | AT | AUT | Steiermark | minor | 15837 | 1040863751
Bruges, Flanders, Belgium | Bruges | Bruges | 51.2089 | 3.2242 | Belgium | BE | BEL | Flanders | minor | 118053 | 1056953902
Brugg, Aargau, Switzerland | Brugg | Brugg | 47.4864 | 8.2083 | Switzerland | CH | CHE | Aargau |  | 11129 | 1756121125
Brühl, North Rhine-Westphalia, Germany | Brühl | Bruhl | 50.8333 | 6.9 | Germany | DE | DEU | North Rhine-Westphalia |  | 44397 | 1276307796
Brumado, Bahia, Brazil | Brumado | Brumado | -14.2036 | -41.6653 | Brazil | BR | BRA | Bahia |  | 41989 | 1076669684
Brunoy, Île-de-France, France | Brunoy | Brunoy | 48.6979 | 2.5044 | France | FR | FRA | Île-de-France |  | 25669 | 1250815725
Brunsbüttel, Schleswig-Holstein, Germany | Brunsbüttel | Brunsbuttel | 53.8964 | 9.1386 | Germany | DE | DEU | Schleswig-Holstein |  | 12554 | 1276581579
Brunswick, Georgia, United States | Brunswick | Brunswick | 31.145 | -81.474 | United States | US | USA | Georgia |  | 53914 | 1840013875
Brunswick, Ohio, United States | Brunswick | Brunswick | 41.2464 | -81.8198 | United States | US | USA | Ohio |  | 34880 | 1840003485
Brunswick, Maine, United States | Brunswick | Brunswick | 43.9007 | -69.9761 | United States | US | USA | Maine |  | 20534 | 1840052591
Brunswick, New York, United States | Brunswick | Brunswick | 42.7558 | -73.5903 | United States | US | USA | New York |  | 12634 | 1840087244
Brunswick, Maryland, United States | Brunswick | Brunswick | 39.318 | -77.6253 | United States | US | USA | Maryland |  | 9393 | 1840005709
Bruntál, Moravskoslezský Kraj, Czechia | Bruntál | Bruntal | 49.9884 | 17.4648 | Czechia | CZ | CZE | Moravskoslezský Kraj |  | 16138 | 1203666435
Brus, Brus, Serbia | Brus | Brus | 43.3836 | 21.0336 | Serbia | RS | SRB | Brus | admin |  | 1688936225
Brus Laguna, Gracias a Dios, Honduras | Brus Laguna | Brus Laguna | 15.75 | -84.4833 | Honduras | HN | HND | Gracias a Dios |  | 4067 | 1340003428
Brush, Colorado, United States | Brush | Brush | 40.2598 | -103.6323 | United States | US | USA | Colorado |  | 5769 | 1840018758
Brushy Creek, Texas, United States | Brushy Creek | Brushy Creek | 30.5125 | -97.7388 | United States | US | USA | Texas |  | 20024 | 1840135494
Brusque, Santa Catarina, Brazil | Brusque | Brusque | -27.13 | -48.93 | Brazil | BR | BRA | Santa Catarina |  | 88284 | 1076418225
Brussels, Brussels-Capital Region, Belgium | Brussels | Brussels | 50.8467 | 4.3517 | Belgium | BE | BEL | Brussels-Capital Region | primary | 185103 | 1056469830
Brvenica, Brvenica, Macedonia | Brvenica | Brvenica | 41.9672 | 20.9808 | Macedonia | MK | MKD | Brvenica | admin |  | 1807009322
Brwinów, Mazowieckie, Poland | Brwinów | Brwinow | 52.1417 | 20.7167 | Poland | PL | POL | Mazowieckie |  | 11743 | 1616620268
Bryan, Texas, United States | Bryan | Bryan | 30.6657 | -96.3668 | United States | US | USA | Texas |  | 86276 | 1840019569
Bryan, Ohio, United States | Bryan | Bryan | 41.4706 | -84.5484 | United States | US | USA | Ohio |  | 9401 | 1840000573
Bryans Road, Maryland, United States | Bryans Road | Bryans Road | 38.6144 | -77.085 | United States | US | USA | Maryland |  | 7325 | 1840006172
Bryansk, Bryanskaya Oblast’, Russia | Bryansk | Bryansk | 53.25 | 34.3667 | Russia | RU | RUS | Bryanskaya Oblast’ | admin | 406553 | 1643208827
Bryant, Arkansas, United States | Bryant | Bryant | 34.6152 | -92.4914 | United States | US | USA | Arkansas |  | 20968 | 1840013573
Bryn, Wigan, United Kingdom | Bryn | Bryn | 53.499 | -2.657 | United Kingdom | GB | GBR | Wigan |  | 11662 | 1826011571
Bryn Mawr-Skyway, Washington, United States | Bryn Mawr-Skyway | Bryn Mawr-Skyway | 47.4949 | -122.2411 | United States | US | USA | Washington |  | 18347 | 1840037012
Brynmawr, Blaenau Gwent, United Kingdom | Brynmawr | Brynmawr | 51.796 | -3.183 | United Kingdom | GB | GBR | Blaenau Gwent |  | 5530 | 1826577496
Brzeg, Opolskie, Poland | Brzeg | Brzeg | 50.8667 | 17.4833 | Poland | PL | POL | Opolskie | minor | 36541 | 1616000502
Brzeg Dolny, Dolnośląskie, Poland | Brzeg Dolny | Brzeg Dolny | 51.273 | 16.7081 | Poland | PL | POL | Dolnośląskie |  | 12816 | 1616585341
Brzesko, Małopolskie, Poland | Brzesko | Brzesko | 49.9667 | 20.6167 | Poland | PL | POL | Małopolskie | minor | 16912 | 1616496298
Brzeszcze, Małopolskie, Poland | Brzeszcze | Brzeszcze | 50 | 19.15 | Poland | PL | POL | Małopolskie |  | 11921 | 1616019723
Brzozów, Podkarpackie, Poland | Brzozów | Brzozow | 49.6953 | 22.0194 | Poland | PL | POL | Podkarpackie | minor | 26615 | 1616772088
Bu’aale, Jubbada Dhexe, Somalia | Bu’aale | Bu'aale | 1.0833 | 42.5833 | Somalia | SO | SOM | Jubbada Dhexe | admin | 1490 | 1706765820
Bua Yai, Nakhon Ratchasima, Thailand | Bua Yai | Bua Yai | 15.5858 | 102.4337 | Thailand | TH | THA | Nakhon Ratchasima | minor | 14168 | 1764992879
Buabidi, Ngöbe-Buglé, Panama | Buabidi | Buabidi | 8.4746 | -81.6983 | Panama | PA | PAN | Ngöbe-Buglé | admin |  | 1591495919
Buala, Isabel, Solomon Islands | Buala | Buala | -8.1448 | 159.5905 | Solomon Islands | SB | SLB | Isabel | admin |  | 1090726690
Buba, Quinara, Guinea-Bissau | Buba | Buba | 11.59 | -14.99 | Guinea-Bissau | GW | GNB | Quinara | admin |  | 1624903078
Bubanza, Bubanza, Burundi | Bubanza | Bubanza | -3.0833 | 29.4 | Burundi | BI | BDI | Bubanza | admin | 20031 | 1108018348
Bucak, Burdur, Turkey | Bucak | Bucak | 37.4592 | 30.595 | Turkey | TR | TUR | Burdur | minor | 64943 | 1792073114
Bucaramanga, Santander, Colombia | Bucaramanga | Bucaramanga | 7.1186 | -73.1161 | Colombia | CO | COL | Santander | admin | 581130 | 1170940590
Bucha, Kyyivs’ka Oblast’, Ukraine | Bucha | Bucha | 50.5464 | 30.235 | Ukraine | UA | UKR | Kyyivs’ka Oblast’ |  | 35162 | 1804587935
Buchach, Ternopil’s’ka Oblast’, Ukraine | Buchach | Buchach | 49.0647 | 25.3872 | Ukraine | UA | UKR | Ternopil’s’ka Oblast’ | minor | 12511 | 1804566704
Buchanan, Grand Bassa, Liberia | Buchanan | Buchanan | 5.8833 | -10.05 | Liberia | LR | LBR | Grand Bassa | admin |  | 1430478203
Bucharest, Bucureşti, Romania | Bucharest | Bucharest | 44.4 | 26.0833 | Romania | RO | ROU | Bucureşti | primary | 1883425 | 1642414442
Buchen in Odenwald, Baden-Württemberg, Germany | Buchen in Odenwald | Buchen in Odenwald | 49.5217 | 9.3233 | Germany | DE | DEU | Baden-Württemberg |  | 17796 | 1276974738
Bucheon, Gyeonggi, Korea, South | Bucheon | Bucheon | 37.4989 | 126.7831 | Korea, South | KR | KOR | Gyeonggi | minor | 867678 | 1410428222
Buchloe, Bavaria, Germany | Buchloe | Buchloe | 48.0375 | 10.725 | Germany | DE | DEU | Bavaria |  | 13132 | 1276184679
Buchs, Sankt Gallen, Switzerland | Buchs | Buchs | 47.1656 | 9.4711 | Switzerland | CH | CHE | Sankt Gallen |  | 12612 | 1756006204
Bückeburg, Lower Saxony, Germany | Bückeburg | Buckeburg | 52.2608 | 9.0492 | Germany | DE | DEU | Lower Saxony |  | 19245 | 1276508515
Buckeye, Arizona, United States | Buckeye | Buckeye | 33.4314 | -112.6429 | United States | US | USA | Arizona |  | 79620 | 1840021939
Buckhall, Virginia, United States | Buckhall | Buckhall | 38.725 | -77.4472 | United States | US | USA | Virginia |  | 17238 | 1840026707
Buckhannon, West Virginia, United States | Buckhannon | Buckhannon | 38.9927 | -80.2282 | United States | US | USA | West Virginia |  | 8351 | 1840005997
Buckhaven, Fife, United Kingdom | Buckhaven | Buckhaven | 56.1776 | -3.0303 | United Kingdom | GB | GBR | Fife |  | 16391 | 1826258031
Buckhurst Hill, Essex, United Kingdom | Buckhurst Hill | Buckhurst Hill | 51.632 | 0.036 | United Kingdom | GB | GBR | Essex |  | 11380 | 1826018401
Buckie, Moray, United Kingdom | Buckie | Buckie | 57.676 | -2.965 | United Kingdom | GB | GBR | Moray |  | 8273 | 1826944488
Buckingham, Buckinghamshire, United Kingdom | Buckingham | Buckingham | 51.995 | -0.986 | United Kingdom | GB | GBR | Buckinghamshire |  | 12890 | 1826027326
Buckingham, Pennsylvania, United States | Buckingham | Buckingham | 40.3188 | -75.058 | United States | US | USA | Pennsylvania |  | 20270 | 1840034882
Buckley, Flintshire, United Kingdom | Buckley | Buckley | 53.172 | -3.086 | United Kingdom | GB | GBR | Flintshire |  | 15665 | 1826585914
Buckley, Washington, United States | Buckley | Buckley | 47.1615 | -122.02 | United States | US | USA | Washington |  | 5058 | 1840018455
Buckner, Kentucky, United States | Buckner | Buckner | 38.3867 | -85.4503 | United States | US | USA | Kentucky |  | 5465 | 1840013192
Bucksburn, Aberdeen City, United Kingdom | Bucksburn | Bucksburn | 57.177 | -2.175 | United Kingdom | GB | GBR | Aberdeen City |  | 8131 | 1826325568
Bučovice, Jihomoravský Kraj, Czechia | Bučovice | Bucovice | 49.149 | 17.0019 | Czechia | CZ | CZE | Jihomoravský Kraj |  | 6493 | 1203405541
Buctzotz, Yucatán, Mexico | Buctzotz | Buctzotz | 21.2017 | -88.7928 | Mexico | MX | MEX | Yucatán |  | 7515 | 1484723761
Bucyrus, Ohio, United States | Bucyrus | Bucyrus | 40.8054 | -82.9719 | United States | US | USA | Ohio |  | 11800 | 1840007170
Buda, Texas, United States | Buda | Buda | 30.0856 | -97.8472 | United States | US | USA | Texas |  | 16906 | 1840019605
Budakalász, Pest, Hungary | Budakalász | Budakalasz | 47.6215 | 19.046 | Hungary | HU | HUN | Pest |  | 10924 | 1348378695
Buda-Kashalyova, Homyel’skaya Voblasts’, Belarus | Buda-Kashalyova | Buda-Kashalyova | 52.7167 | 30.5667 | Belarus | BY | BLR | Homyel’skaya Voblasts’ | minor | 8800 | 1112915706
Budakeszi, Pest, Hungary | Budakeszi | Budakeszi | 47.5111 | 18.93 | Hungary | HU | HUN | Pest | minor | 14330 | 1348195369
Budaörs, Pest, Hungary | Budaörs | Budaors | 47.4606 | 18.9578 | Hungary | HU | HUN | Pest |  | 28844 | 1348705618
Budapest, Budapest, Hungary | Budapest | Budapest | 47.4983 | 19.0408 | Hungary | HU | HUN | Budapest | primary | 1752286 | 1348611435
Budaun, Uttar Pradesh, India | Budaun | Budaun | 28.03 | 79.09 | India | IN | IND | Uttar Pradesh |  | 161555 | 1356639213
Budd Lake, New Jersey, United States | Budd Lake | Budd Lake | 40.8733 | -74.7374 | United States | US | USA | New Jersey |  | 10414 | 1840005195
Bude, Cornwall, United Kingdom | Bude | Bude | 50.824 | -4.542 | United Kingdom | GB | GBR | Cornwall |  | 9222 | 1826412704
Büdelsdorf, Schleswig-Holstein, Germany | Büdelsdorf | Budelsdorf | 54.3167 | 9.6833 | Germany | DE | DEU | Schleswig-Holstein |  | 10297 | 1276054085
Budënnovsk, Stavropol’skiy Kray, Russia | Budënnovsk | Budennovsk | 44.7833 | 44.15 | Russia | RU | RUS | Stavropol’skiy Kray |  | 62495 | 1643010057
Budeşti, Călăraşi, Romania | Budeşti | Budesti | 44.23 | 26.45 | Romania | RO | ROU | Călăraşi |  | 7725 | 1642553914
Büdingen, Hesse, Germany | Büdingen | Budingen | 50.2908 | 9.1125 | Germany | DE | DEU | Hesse |  | 21959 | 1276951058
Budleigh Salterton, Devon, United Kingdom | Budleigh Salterton | Budleigh Salterton | 50.6284 | -3.3205 | United Kingdom | GB | GBR | Devon |  | 6575 | 1826056520
Bududa, Bududa, Uganda | Bududa | Bududa | 1.0112 | 34.3311 | Uganda | UG | UGA | Bududa | admin |  | 1800970850
Budva, Budva, Montenegro | Budva | Budva | 42.2847 | 18.8453 | Montenegro | ME | MNE | Budva | admin | 19218 | 1499564238
Buea, South-West, Cameroon | Buea | Buea | 4.1667 | 9.2333 | Cameroon | CM | CMR | South-West | admin | 131325 | 1120497849
Buellton, California, United States | Buellton | Buellton | 34.6152 | -120.1943 | United States | US | USA | California |  | 5102 | 1840019186
Buena Park, California, United States | Buena Park | Buena Park | 33.8572 | -118.0046 | United States | US | USA | California |  | 81788 | 1840019324
Buena Vista, New Jersey, United States | Buena Vista | Buena Vista | 39.515 | -74.8883 | United States | US | USA | New Jersey |  | 7366 | 1840081579
Buena Vista, Virginia, United States | Buena Vista | Buena Vista | 37.7319 | -79.3569 | United States | US | USA | Virginia |  | 6367 | 1840003851
Buena Vista, Michigan, United States | Buena Vista | Buena Vista | 43.4196 | -83.8992 | United States | US | USA | Michigan |  | 6351 | 1840004228
Buenaventura, Valle del Cauca, Colombia | Buenaventura | Buenaventura | 3.8724 | -77.0505 | Colombia | CO | COL | Valle del Cauca | minor | 252805 | 1170287988
Buenaventura Lakes, Florida, United States | Buenaventura Lakes | Buenaventura Lakes | 28.3349 | -81.3539 | United States | US | USA | Florida |  | 34085 | 1840028974
Buenavista, México, Mexico | Buenavista | Buenavista | 19.6083 | -99.1694 | Mexico | MX | MEX | México |  | 206081 | 1484774061
Bueng Kan, Bueng Kan, Thailand | Bueng Kan | Bueng Kan | 18.3669 | 103.6552 | Thailand | TH | THA | Bueng Kan | admin | 4494 | 1764944006
Buenos Aires, Buenos Aires, Ciudad Autónoma de, Argentina | Buenos Aires | Buenos Aires | -34.5997 | -58.3819 | Argentina | AR | ARG | Buenos Aires, Ciudad Autónoma de | primary | 16157000 | 1032717330
Buenos Aires, Puntarenas, Costa Rica | Buenos Aires | Buenos Aires | 9.1497 | -83.3334 | Costa Rica | CR | CRI | Puntarenas |  | 45000 | 1188382290
Buffalo, New York, United States | Buffalo | Buffalo | 42.9016 | -78.8487 | United States | US | USA | New York |  | 914341 | 1840000386
Buffalo, Minnesota, United States | Buffalo | Buffalo | 45.1796 | -93.8644 | United States | US | USA | Minnesota |  | 16993 | 1840006703
Buffalo Grove, Illinois, United States | Buffalo Grove | Buffalo Grove | 42.1673 | -87.9616 | United States | US | USA | Illinois |  | 40494 | 1840010143
Buffalo Township, Pennsylvania, United States | Buffalo Township | Buffalo Township | 40.706 | -79.7387 | United States | US | USA | Pennsylvania |  | 7280 | 1840149058
Buford, Georgia, United States | Buford | Buford | 34.1185 | -83.9916 | United States | US | USA | Georgia |  | 15522 | 1840013678
Buftea, Ilfov, Romania | Buftea | Buftea | 44.57 | 25.95 | Romania | RO | ROU | Ilfov |  | 22178 | 1642134624
Bugiri, Bugiri, Uganda | Bugiri | Bugiri | 0.5714 | 33.7417 | Uganda | UG | UGA | Bugiri | admin |  | 1800917331
Bugojno, Bosnia and Herzegovina, Federation of, Bosnia And Herzegovina | Bugojno | Bugojno | 44.0572 | 17.4508 | Bosnia And Herzegovina | BA | BIH | Bosnia and Herzegovina, Federation of | minor | 34559 | 1070311249
Bugrino, Nenetskiy Avtonomnyy Okrug, Russia | Bugrino | Bugrino | 68.8079 | 49.3042 | Russia | RU | RUS | Nenetskiy Avtonomnyy Okrug |  | 300 | 1643062803
Bugulma, Tatarstan, Russia | Bugulma | Bugulma | 54.5333 | 52.7833 | Russia | RU | RUS | Tatarstan |  | 86085 | 1643987882
Buguruslan, Orenburgskaya Oblast’, Russia | Buguruslan | Buguruslan | 53.6167 | 52.4167 | Russia | RU | RUS | Orenburgskaya Oblast’ |  | 49737 | 1643675272
Bühl, Baden-Württemberg, Germany | Bühl | Buhl | 48.6953 | 8.135 | Germany | DE | DEU | Baden-Württemberg |  | 28900 | 1276639756
Buhuşi, Bacău, Romania | Buhuşi | Buhusi | 46.715 | 26.7042 | Romania | RO | ROU | Bacău |  | 14562 | 1642879325
Buikwe, Buikwe, Uganda | Buikwe | Buikwe | 0.3375 | 33.0106 | Uganda | UG | UGA | Buikwe | admin |  | 1800745891
Buinsk, Tatarstan, Russia | Buinsk | Buinsk | 54.9667 | 48.2833 | Russia | RU | RUS | Tatarstan |  | 20854 | 1643218865
Bujanovac, Bujanovac, Serbia | Bujanovac | Bujanovac | 42.4667 | 21.7667 | Serbia | RS | SRB | Bujanovac | admin |  | 1688743477
Buje, Istarska Županija, Croatia | Buje | Buje | 45.4 | 13.65 | Croatia | HR | HRV | Istarska Županija | minor | 5182 | 1191618049
Bujor, Galaţi, Romania | Bujor | Bujor | 45.8667 | 27.9 | Romania | RO | ROU | Galaţi |  | 6299 | 1642660151
Bujumbura, Bujumbura Mairie, Burundi | Bujumbura | Bujumbura | -3.3825 | 29.3611 | Burundi | BI | BDI | Bujumbura Mairie | primary | 658859 | 1108101689
Buka, Bougainville, Papua New Guinea | Buka | Buka | -5.42 | 154.67 | Papua New Guinea | PG | PNG | Bougainville | admin |  | 1598000066
Bukachacha, Zabaykal’skiy Kray, Russia | Bukachacha | Bukachacha | 52.9833 | 116.9166 | Russia | RU | RUS | Zabaykal’skiy Kray |  | 3372 | 1643741623
Bukama, Haut-Lomami, Congo (Kinshasa) | Bukama | Bukama | -9.2 | 25.8333 | Congo (Kinshasa) | CD | COD | Haut-Lomami |  | 38770 | 1180047354
Būkān, Āz̄arbāyjān-e Gharbī, Iran | Būkān | Bukan | 36.5208 | 46.2117 | Iran | IR | IRN | Āz̄arbāyjān-e Gharbī | minor | 248900 | 1364530447
Bukavu, Sud-Kivu, Congo (Kinshasa) | Bukavu | Bukavu | -2.5 | 28.8667 | Congo (Kinshasa) | CD | COD | Sud-Kivu | admin | 436779 | 1180475821
Bukedea, Bukedea, Uganda | Bukedea | Bukedea | 1.3169 | 34.0506 | Uganda | UG | UGA | Bukedea | admin |  | 1800687979
Bukhara, Buxoro, Uzbekistan | Bukhara | Bukhara | 39.7747 | 64.4286 | Uzbekistan | UZ | UZB | Buxoro | admin | 272500 | 1860523678
Bukit Mertajam, Pulau Pinang, Malaysia | Bukit Mertajam | Bukit Mertajam | 5.3617 | 100.461 | Malaysia | MY | MYS | Pulau Pinang |  | 210000 | 1458619046
Bukittinggi, Sumatera Barat, Indonesia | Bukittinggi | Bukittinggi | -0.3097 | 100.3753 | Indonesia | ID | IDN | Sumatera Barat |  | 113326 | 1360552560
Bukoba, Kagera, Tanzania | Bukoba | Bukoba | -1.3333 | 31.8167 | Tanzania | TZ | TZA | Kagera | admin | 100504 | 1834433264
Bukomansimbi, Bukomansimbi, Uganda | Bukomansimbi | Bukomansimbi | -0.1578 | 31.6042 | Uganda | UG | UGA | Bukomansimbi | admin |  | 1800146127
Bukwo, Bukwa, Uganda | Bukwo | Bukwo | 1.3 | 34.75 | Uganda | UG | UGA | Bukwa | admin |  | 1800276050
Bülach, Zürich, Switzerland | Bülach | Bulach | 47.5189 | 8.5422 | Switzerland | CH | CHE | Zürich |  | 20046 | 1756393445
Būlaevo, Soltüstik Qazaqstan, Kazakhstan | Būlaevo | Bulaevo | 54.9056 | 70.4439 | Kazakhstan | KZ | KAZ | Soltüstik Qazaqstan |  | 8433 | 1398659796
Bulambuli, Bulambuli, Uganda | Bulambuli | Bulambuli | 1.1667 | 34.3833 | Uganda | UG | UGA | Bulambuli | admin |  | 1800071156
Bulandshahr, Uttar Pradesh, India | Bulandshahr | Bulandshahr | 28.4104 | 77.8484 | India | IN | IND | Uttar Pradesh |  | 198612 | 1356067648
Bulawayo, Bulawayo, Zimbabwe | Bulawayo | Bulawayo | -20.1667 | 28.5667 | Zimbabwe | ZW | ZWE | Bulawayo | admin | 653337 | 1716032632
Bulgan, Bulgan, Mongolia | Bulgan | Bulgan | 48.8103 | 103.5408 | Mongolia | MN | MNG | Bulgan | admin | 12323 | 1496317433
Bulisa, Buliisa, Uganda | Bulisa | Bulisa | 2.1178 | 31.4116 | Uganda | UG | UGA | Buliisa | admin |  | 1800842426
Bulkington, Warwickshire, United Kingdom | Bulkington | Bulkington | 52.4769 | -1.425 | United Kingdom | GB | GBR | Warwickshire |  | 6146 | 1826006235
Bull Mountain, Oregon, United States | Bull Mountain | Bull Mountain | 45.4126 | -122.8322 | United States | US | USA | Oregon |  | 9591 | 1840040416
Bull Run, Virginia, United States | Bull Run | Bull Run | 38.7802 | -77.5204 | United States | US | USA | Virginia |  | 15683 | 1840006093
Bulle, Fribourg, Switzerland | Bulle | Bulle | 46.6167 | 7.05 | Switzerland | CH | CHE | Fribourg |  | 22709 | 1756347311
Bullhead City, Arizona, United States | Bullhead City | Bullhead City | 35.1205 | -114.546 | United States | US | USA | Arizona |  | 50309 | 1840019748
Bullsbrook, Western Australia, Australia | Bullsbrook | Bullsbrook | -31.663 | 116.03 | Australia | AU | AUS | Western Australia |  | 5448 | 1036370763
Bullskin, Pennsylvania, United States | Bullskin | Bullskin | 40.0803 | -79.5124 | United States | US | USA | Pennsylvania |  | 6751 | 1840147205
Bulqizë, Dibër, Albania | Bulqizë | Bulqize | 41.5 | 20.2167 | Albania | AL | ALB | Dibër |  | 8177 | 1008809272
Buluko, Nord-Kivu, Congo (Kinshasa) | Buluko | Buluko | -0.757 | 28.528 | Congo (Kinshasa) | CD | COD | Nord-Kivu |  | 1192 | 1180000569
Bulungu, Kwilu, Congo (Kinshasa) | Bulungu | Bulungu | -4.5496 | 18.6 | Congo (Kinshasa) | CD | COD | Kwilu |  | 48344 | 1180342743
Bulverde, Texas, United States | Bulverde | Bulverde | 29.7744 | -98.4364 | United States | US | USA | Texas |  | 5300 | 1840019628
Bulwell, Nottingham, United Kingdom | Bulwell | Bulwell | 53.001 | -1.197 | United Kingdom | GB | GBR | Nottingham |  | 29771 | 1826933370
Bumba, Mongala, Congo (Kinshasa) | Bumba | Bumba | 2.19 | 22.46 | Congo (Kinshasa) | CD | COD | Mongala |  | 103328 | 1180549980
Bumbeşti-Jiu, Gorj, Romania | Bumbeşti-Jiu | Bumbesti-Jiu | 45.1786 | 23.3814 | Romania | RO | ROU | Gorj |  | 8932 | 1642000047
Bunbury, Western Australia, Australia | Bunbury | Bunbury | -33.3333 | 115.6333 | Australia | AU | AUS | Western Australia |  | 74363 | 1036561011
Bundaberg, Queensland, Australia | Bundaberg | Bundaberg | -24.85 | 152.35 | Australia | AU | AUS | Queensland |  | 70921 | 1036377333
Bünde, North Rhine-Westphalia, Germany | Bünde | Bunde | 52.2 | 8.6 | Germany | DE | DEU | North Rhine-Westphalia |  | 45521 | 1276719683
Bundibugyo, Bundibugyo, Uganda | Bundibugyo | Bundibugyo | 0.7085 | 30.0634 | Uganda | UG | UGA | Bundibugyo | admin |  | 1800500326
Bungay, Suffolk, United Kingdom | Bungay | Bungay | 52.4496 | 1.4477 | United Kingdom | GB | GBR | Suffolk |  | 5127 | 1826648415
Bungoma, Bungoma, Kenya | Bungoma | Bungoma | 0.5666 | 34.5666 | Kenya | KE | KEN | Bungoma | admin | 55857 | 1404689847
Bunia, Ituri, Congo (Kinshasa) | Bunia | Bunia | 1.5604 | 30.24 | Congo (Kinshasa) | CD | COD | Ituri | admin | 96764 | 1180006418
Buôn Ma Thuột, Đắk Lắk, Vietnam | Buôn Ma Thuột | Buon Ma Thuot | 12.6667 | 108.05 | Vietnam | VN | VNM | Đắk Lắk | admin | 340000 | 1704542086
Bupoto, Manafwa, Uganda | Bupoto | Bupoto | 0.9061 | 34.3578 | Uganda | UG | UGA | Manafwa | admin |  | 1800358976
Būr Fu’ād, Būr Sa‘īd, Egypt | Būr Fu’ād | Bur Fu'ad | 31.2314 | 32.3253 | Egypt | EG | EGY | Būr Sa‘īd |  | 70417 | 1818849497
Buraydah, Al Qaşīm, Saudi Arabia | Buraydah | Buraydah | 26.3333 | 43.9667 | Saudi Arabia | SA | SAU | Al Qaşīm | admin | 614093 | 1682470726
Burbage, Leicestershire, United Kingdom | Burbage | Burbage | 52.5277 | -1.3483 | United Kingdom | GB | GBR | Leicestershire |  | 14568 | 1826305898
Burbank, California, United States | Burbank | Burbank | 34.1879 | -118.3235 | United States | US | USA | California |  | 102511 | 1840019233
Burbank, Illinois, United States | Burbank | Burbank | 41.7444 | -87.7686 | United States | US | USA | Illinois |  | 28289 | 1840007022
Burco, Togdheer, Somalia | Burco | Burco | 9.5221 | 45.5336 | Somalia | SO | SOM | Togdheer | admin |  | 1706322754
Burdur, Burdur, Turkey | Burdur | Burdur | 37.7167 | 30.2833 | Turkey | TR | TUR | Burdur | admin | 113077 | 1792413556
Burg, Saxony-Anhalt, Germany | Burg | Burg | 52.2725 | 11.855 | Germany | DE | DEU | Saxony-Anhalt | minor | 22478 | 1276295040
Burgas, Burgas, Bulgaria | Burgas | Burgas | 42.5 | 27.4667 | Bulgaria | BG | BGR | Burgas | admin | 226868 | 1100365645
Burgau, Bavaria, Germany | Burgau | Burgau | 48.4322 | 10.4069 | Germany | DE | DEU | Bavaria |  | 9923 | 1276192712
Burgdorf, Lower Saxony, Germany | Burgdorf | Burgdorf | 52.45 | 10.0083 | Germany | DE | DEU | Lower Saxony |  | 30699 | 1276623419
Burgdorf, Bern, Switzerland | Burgdorf | Burgdorf | 47.0567 | 7.6264 | Switzerland | CH | CHE | Bern |  | 16280 | 1756999920
Burgess Hill, West Sussex, United Kingdom | Burgess Hill | Burgess Hill | 50.9535 | -0.1262 | United Kingdom | GB | GBR | West Sussex |  | 30635 | 1826867983
Burghausen, Bavaria, Germany | Burghausen | Burghausen | 48.1667 | 12.8333 | Germany | DE | DEU | Bavaria |  | 18701 | 1276305755
Burghfield, West Berkshire, United Kingdom | Burghfield | Burghfield | 51.411 | -1.042 | United Kingdom | GB | GBR | West Berkshire |  | 5955 | 1826550876
Burgkunstadt, Bavaria, Germany | Burgkunstadt | Burgkunstadt | 50.1356 | 11.2499 | Germany | DE | DEU | Bavaria |  | 6451 | 1276128340
Burglengenfeld, Bavaria, Germany | Burglengenfeld | Burglengenfeld | 49.2061 | 12.0409 | Germany | DE | DEU | Bavaria |  | 13554 | 1276523136
Burgos, Castille-Leon, Spain | Burgos | Burgos | 42.35 | -3.6822 | Spain | ES | ESP | Castille-Leon | minor | 170183 | 1724993285
Burgstädt, Saxony, Germany | Burgstädt | Burgstadt | 50.9167 | 12.8167 | Germany | DE | DEU | Saxony |  | 10672 | 1276198411
Burhānpur, Madhya Pradesh, India | Burhānpur | Burhanpur | 21.3004 | 76.13 | India | IN | IND | Madhya Pradesh |  | 197233 | 1356857493
Buri Ram, Buriram, Thailand | Buri Ram | Buri Ram | 14.9942 | 103.1022 | Thailand | TH | THA | Buriram | admin | 28613 | 1764141031
Burien, Washington, United States | Burien | Burien | 47.4762 | -122.3394 | United States | US | USA | Washington |  | 51500 | 1840018420
Buritama, São Paulo, Brazil | Buritama | Buritama | -21.0667 | -50.1475 | Brazil | BR | BRA | São Paulo |  | 16583 | 1076594548
Burj al ‘Arab, Al Iskandarīyah, Egypt | Burj al ‘Arab | Burj al `Arab | 30.9167 | 29.5333 | Egypt | EG | EGY | Al Iskandarīyah |  | 12625 | 1818114873
Burkburnett, Texas, United States | Burkburnett | Burkburnett | 34.0746 | -98.5672 | United States | US | USA | Texas |  | 10427 | 1840019278
Burke, Virginia, United States | Burke | Burke | 38.7773 | -77.2633 | United States | US | USA | Virginia |  | 42722 | 1840006014
Burke Centre, Virginia, United States | Burke Centre | Burke Centre | 38.7903 | -77.2999 | United States | US | USA | Virginia |  | 18236 | 1840041683
Burketown, Queensland, Australia | Burketown | Burketown | -17.7167 | 139.5667 | Australia | AU | AUS | Queensland |  | 238 | 1036956849
Burladingen, Baden-Württemberg, Germany | Burladingen | Burladingen | 48.2903 | 9.1094 | Germany | DE | DEU | Baden-Württemberg |  | 12146 | 1276159850
Burleson, Texas, United States | Burleson | Burleson | 32.517 | -97.3343 | United States | US | USA | Texas |  | 48225 | 1840019467
Burley, Idaho, United States | Burley | Burley | 42.5379 | -113.793 | United States | US | USA | Idaho |  | 16342 | 1840018683
Burley in Wharfedale, Bradford, United Kingdom | Burley in Wharfedale | Burley in Wharfedale | 53.9137 | -1.748 | United Kingdom | GB | GBR | Bradford |  | 7041 | 1826475445
Burlingame, California, United States | Burlingame | Burlingame | 37.586 | -122.3669 | United States | US | USA | California |  | 30889 | 1840018925
Burlington, Ontario, Canada | Burlington | Burlington | 43.3167 | -79.8 | Canada | CA | CAN | Ontario |  | 183314 | 1124955083
Burlington, North Carolina, United States | Burlington | Burlington | 36.0758 | -79.4686 | United States | US | USA | North Carolina |  | 131043 | 1840013362
Burlington, Vermont, United States | Burlington | Burlington | 44.4877 | -73.2314 | United States | US | USA | Vermont |  | 109763 | 1840002310
Burlington, Iowa, United States | Burlington | Burlington | 40.8072 | -91.1247 | United States | US | USA | Iowa |  | 28474 | 1840007164
Burlington, Massachusetts, United States | Burlington | Burlington | 42.5022 | -71.2027 | United States | US | USA | Massachusetts |  | 27059 | 1840053476
Burlington, Wisconsin, United States | Burlington | Burlington | 42.6746 | -88.2723 | United States | US | USA | Wisconsin |  | 24691 | 1840002491
Burlington, New Jersey, United States | Burlington | Burlington | 40.0641 | -74.8393 | United States | US | USA | New Jersey |  | 22587 | 1840001477
Burlington, Kentucky, United States | Burlington | Burlington | 39.0223 | -84.7217 | United States | US | USA | Kentucky |  | 17069 | 1840013160
Burlington, Connecticut, United States | Burlington | Burlington | 41.7598 | -72.9589 | United States | US | USA | Connecticut |  | 9607 | 1840034217
Burlington, Washington, United States | Burlington | Burlington | 48.4676 | -122.3298 | United States | US | USA | Washington |  | 9224 | 1840018367
Burnaby, British Columbia, Canada | Burnaby | Burnaby | 49.2667 | -122.9667 | Canada | CA | CAN | British Columbia |  | 232755 | 1124817304
Burnet, Texas, United States | Burnet | Burnet | 30.7496 | -98.2383 | United States | US | USA | Texas |  | 5808 | 1840019567
Burnham-on-Sea, Somerset, United Kingdom | Burnham-on-Sea | Burnham-on-Sea | 51.2376 | -2.9935 | United Kingdom | GB | GBR | Somerset |  | 19576 | 1826774617
Burnie, Tasmania, Australia | Burnie | Burnie | -41.0636 | 145.8753 | Australia | AU | AUS | Tasmania |  | 19385 | 1036394657
Burnley, Lancashire, United Kingdom | Burnley | Burnley | 53.789 | -2.248 | United Kingdom | GB | GBR | Lancashire |  | 73021 | 1826565522
Burnsville, Minnesota, United States | Burnsville | Burnsville | 44.7648 | -93.2795 | United States | US | USA | Minnesota |  | 61339 | 1840006766
Burntisland, Fife, United Kingdom | Burntisland | Burntisland | 56.06 | -3.231 | United Kingdom | GB | GBR | Fife |  | 6269 | 1826811274
Burntwood, Staffordshire, United Kingdom | Burntwood | Burntwood | 52.6831 | -1.92 | United Kingdom | GB | GBR | Staffordshire |  | 26049 | 1826702051
Burpengary, Queensland, Australia | Burpengary | Burpengary | -27.1442 | 153 | Australia | AU | AUS | Queensland |  | 6433 | 1036894671
Burr Ridge, Illinois, United States | Burr Ridge | Burr Ridge | 41.7485 | -87.9198 | United States | US | USA | Illinois |  | 10758 | 1840010168
Burrel, Dibër, Albania | Burrel | Burrel | 41.6 | 20 | Albania | AL | ALB | Dibër |  | 10862 | 1008883153
Burriana, Valencia, Spain | Burriana | Burriana | 39.8894 | -0.0925 | Spain | ES | ESP | Valencia |  | 34683 | 1724445446
Burrillville, Rhode Island, United States | Burrillville | Burrillville | 41.9706 | -71.6984 | United States | US | USA | Rhode Island |  | 16453 | 1840106236
Bursa, Bursa, Turkey | Bursa | Bursa | 40.1833 | 29.0667 | Turkey | TR | TUR | Bursa | admin | 2901396 | 1792903330
Burscheid, North Rhine-Westphalia, Germany | Burscheid | Burscheid | 51.1 | 7.1167 | Germany | DE | DEU | North Rhine-Westphalia |  | 18172 | 1276397307
Burscough, Lancashire, United Kingdom | Burscough | Burscough | 53.596 | -2.843 | United Kingdom | GB | GBR | Lancashire |  | 9182 | 1826272901
Burshtyn, Ivano-Frankivs’ka Oblast’, Ukraine | Burshtyn | Burshtyn | 49.26 | 24.635 | Ukraine | UA | UKR | Ivano-Frankivs’ka Oblast’ |  | 15039 | 1804941166
Bursledon, Hampshire, United Kingdom | Bursledon | Bursledon | 50.8847 | -1.3117 | United Kingdom | GB | GBR | Hampshire |  | 6188 | 1826768153
Burslem, Stoke-on-Trent, United Kingdom | Burslem | Burslem | 53.0426 | -2.1879 | United Kingdom | GB | GBR | Stoke-on-Trent |  | 11314 | 1826767635
Bürstadt, Hesse, Germany | Bürstadt | Burstadt | 49.6414 | 8.4546 | Germany | DE | DEU | Hesse |  | 16398 | 1276454378
Burtnieki, Burtnieku Novads, Latvia | Burtnieki | Burtnieki | 57.6949 | 25.275 | Latvia | LV | LVA | Burtnieku Novads | admin |  | 1428423415
Burton, Michigan, United States | Burton | Burton | 42.9974 | -83.6175 | United States | US | USA | Michigan |  | 28574 | 1840002945
Burton, South Carolina, United States | Burton | Burton | 32.4233 | -80.7454 | United States | US | USA | South Carolina |  | 8199 | 1840013816
Burton, New Brunswick, Canada | Burton | Burton | 45.8009 | -66.4066 | Canada | CA | CAN | New Brunswick |  | 5119 | 1124000544
Burton Latimer, Northamptonshire, United Kingdom | Burton Latimer | Burton Latimer | 52.365 | -0.678 | United Kingdom | GB | GBR | Northamptonshire |  | 7449 | 1826004598
Burton upon Trent, Staffordshire, United Kingdom | Burton upon Trent | Burton upon Trent | 52.8019 | -1.6367 | United Kingdom | GB | GBR | Staffordshire |  | 72299 | 1826585602
Burtonsville, Maryland, United States | Burtonsville | Burtonsville | 39.1166 | -76.9356 | United States | US | USA | Maryland |  | 10604 | 1840005827
Burtonwood, Warrington, United Kingdom | Burtonwood | Burtonwood | 53.4302 | -2.6614 | United Kingdom | GB | GBR | Warrington |  | 11265 | 1826767649
Burubaytal, Zhambyl, Kazakhstan | Burubaytal | Burubaytal | 44.9387 | 74.0303 | Kazakhstan | KZ | KAZ | Zhambyl |  | 100 | 1398655547
Bururi, Bururi, Burundi | Bururi | Bururi | -3.9333 | 29.6167 | Burundi | BI | BDI | Bururi | admin | 4478 | 1108963889
Burwell, Cambridgeshire, United Kingdom | Burwell | Burwell | 52.275 | 0.327 | United Kingdom | GB | GBR | Cambridgeshire |  | 6309 | 1826185767
Bury, Bury, United Kingdom | Bury | Bury | 53.593 | -2.298 | United Kingdom | GB | GBR | Bury |  | 78723 | 1826242195
Bury Saint Edmunds, Suffolk, United Kingdom | Bury Saint Edmunds | Bury Saint Edmunds | 52.2474 | 0.7183 | United Kingdom | GB | GBR | Suffolk |  | 40664 | 1826257341
Burzaco, Buenos Aires, Argentina | Burzaco | Burzaco | -34.8167 | -58.3667 | Argentina | AR | ARG | Buenos Aires |  | 98859 | 1032073218
Bus’k, L’vivs’ka Oblast’, Ukraine | Bus’k | Bus'k | 49.9667 | 24.6167 | Ukraine | UA | UKR | L’vivs’ka Oblast’ | minor | 8624 | 1804314944
Busan, Busan, Korea, South | Busan | Busan | 35.1 | 129.0403 | Korea, South | KR | KOR | Busan | admin | 3440484 | 1410601465
Busesa, Iganga, Uganda | Busesa | Busesa | 0.6263 | 33.6003 | Uganda | UG | UGA | Iganga | admin |  | 1800175659
Bushenyi, Buhweju, Uganda | Bushenyi | Bushenyi | -0.5853 | 30.2114 | Uganda | UG | UGA | Buhweju | admin |  | 1800740334
Bushey, Hertfordshire, United Kingdom | Bushey | Bushey | 51.6429 | -0.3604 | United Kingdom | GB | GBR | Hertfordshire |  | 25763 | 1826690246
Bushkill, Pennsylvania, United States | Bushkill | Bushkill | 40.7976 | -75.3281 | United States | US | USA | Pennsylvania |  | 8421 | 1840144379
Busia, Busia, Uganda | Busia | Busia | 0.4669 | 34.09 | Uganda | UG | UGA | Busia | admin | 47100 | 1800460306
Busia, Busia, Kenya | Busia | Busia | 0.4608 | 34.1108 | Kenya | KE | KEN | Busia | admin | 30777 | 1404250734
Businga, Nord-Ubangi, Congo (Kinshasa) | Businga | Businga | 3.3404 | 20.87 | Congo (Kinshasa) | CD | COD | Nord-Ubangi |  | 34247 | 1180719970
Busselton, Western Australia, Australia | Busselton | Busselton | -33.6478 | 115.3458 | Australia | AU | AUS | Western Australia |  | 25329 | 1036911902
Bussy, Vaud, Switzerland | Bussy | Bussy | 46.55 | 6.55 | Switzerland | CH | CHE | Vaud |  | 8736 | 1756000766
Bussy-Saint-Georges, Île-de-France, France | Bussy-Saint-Georges | Bussy-Saint-Georges | 48.8422 | 2.6983 | France | FR | FRA | Île-de-France |  | 27379 | 1250024212
Buşteni, Prahova, Romania | Buşteni | Busteni | 45.4153 | 25.5375 | Romania | RO | ROU | Prahova |  | 8894 | 1642809990
Busti, New York, United States | Busti | Busti | 42.0459 | -79.312 | United States | US | USA | New York |  | 7277 | 1840057576
Busto Arsizio, Lombardy, Italy | Busto Arsizio | Busto Arsizio | 45.612 | 8.8518 | Italy | IT | ITA | Lombardy |  | 83314 | 1380033378
Buta, Bas-Uélé, Congo (Kinshasa) | Buta | Buta | 2.82 | 24.74 | Congo (Kinshasa) | CD | COD | Bas-Uélé | admin | 45677 | 1180712204
Butalangu, Nakaseke, Uganda | Butalangu | Butalangu | 0.7011 | 32.2481 | Uganda | UG | UGA | Nakaseke | admin |  | 1800001908
Butaleja, Butaleja, Uganda | Butaleja | Butaleja | 0.9166 | 33.9563 | Uganda | UG | UGA | Butaleja | admin |  | 1800859767
Butare, Southern Province, Rwanda | Butare | Butare | -2.6 | 29.75 | Rwanda | RW | RWA | Southern Province |  | 50220 | 1646348441
Butebo, Pallisa, Uganda | Butebo | Butebo | 1.1942 | 33.9222 | Uganda | UG | UGA | Pallisa | admin |  | 1800710436
Butembo, Nord-Kivu, Congo (Kinshasa) | Butembo | Butembo | 0.1251 | 29.299 | Congo (Kinshasa) | CD | COD | Nord-Kivu |  | 217625 | 1180446432
Butha-Buthe, Butha-Buthe, Lesotho | Butha-Buthe | Butha-Buthe | -28.7833 | 28.2333 | Lesotho | LS | LSO | Butha-Buthe | admin | 10000 | 1426574356
Butler, Pennsylvania, United States | Butler | Butler | 40.8616 | -79.8962 | United States | US | USA | Pennsylvania |  | 37796 | 1840000857
Butler, New Jersey, United States | Butler | Butler | 40.9989 | -74.3471 | United States | US | USA | New Jersey |  | 7654 | 1840000947
Butler Township, Pennsylvania, United States | Butler Township | Butler Township | 41.0362 | -75.9801 | United States | US | USA | Pennsylvania |  | 9668 | 1840147559
Butner, North Carolina, United States | Butner | Butner | 36.1285 | -78.7502 | United States | US | USA | North Carolina |  | 17575 | 1840022665
Buton, Kepulauan Riau, Indonesia | Buton | Buton | 4.217 | 108.2 | Indonesia | ID | IDN | Kepulauan Riau |  | 140 | 1360984658
Butte, Montana, United States | Butte | Butte | 45.902 | -112.6571 | United States | US | USA | Montana |  | 30904 | 1840032850
Butterworth, Pulau Pinang, Malaysia | Butterworth | Butterworth | 5.3942 | 100.3664 | Malaysia | MY | MYS | Pulau Pinang |  | 821652 | 1458469233
Buttstädt, Thuringia, Germany | Buttstädt | Buttstadt | 51.1167 | 11.4167 | Germany | DE | DEU | Thuringia |  | 6707 | 1276689847
Butuan, Butuan, Philippines | Butuan | Butuan | 8.9534 | 125.5288 | Philippines | PH | PHL | Butuan | admin | 337063 | 1608000722
Buturlinovka, Voronezhskaya Oblast’, Russia | Buturlinovka | Buturlinovka | 50.825 | 40.5889 | Russia | RU | RUS | Voronezhskaya Oblast’ |  | 24319 | 1643165289
Butwāl, Lumbinī, Nepal | Butwāl | Butwal | 27.7 | 83.45 | Nepal | NP | NPL | Lumbinī | admin | 118462 | 1524843250
Butzbach, Hesse, Germany | Butzbach | Butzbach | 50.4367 | 8.6622 | Germany | DE | DEU | Hesse |  | 26197 | 1276386116
Bützow, Mecklenburg-Western Pomerania, Germany | Bützow | Butzow | 53.85 | 11.9833 | Germany | DE | DEU | Mecklenburg-Western Pomerania |  | 7799 | 1276827819
Buur Gaabo, Jubbada Hoose, Somalia | Buur Gaabo | Buur Gaabo | -1.2009 | 41.852 | Somalia | SO | SOM | Jubbada Hoose |  | 3096 | 1706122850
Buurhakaba, Bay, Somalia | Buurhakaba | Buurhakaba | 2.7837 | 44.0833 | Somalia | SO | SOM | Bay | minor | 31267 | 1706176225
Buxtehude, Lower Saxony, Germany | Buxtehude | Buxtehude | 53.4769 | 9.7011 | Germany | DE | DEU | Lower Saxony |  | 40150 | 1276767530
Buxton, Derbyshire, United Kingdom | Buxton | Buxton | 53.259 | -1.911 | United Kingdom | GB | GBR | Derbyshire |  | 22215 | 1826191966
Buxton, Maine, United States | Buxton | Buxton | 43.6428 | -70.5376 | United States | US | USA | Maine |  | 8202 | 1840066159
Buy, Kostromskaya Oblast’, Russia | Buy | Buy | 58.4833 | 41.5167 | Russia | RU | RUS | Kostromskaya Oblast’ |  | 23809 | 1643121343
Buyende, Buyende, Uganda | Buyende | Buyende | 1.1517 | 33.155 | Uganda | UG | UGA | Buyende | admin |  | 1800567800
Buynaksk, Dagestan, Russia | Buynaksk | Buynaksk | 42.8167 | 47.1167 | Russia | RU | RUS | Dagestan | minor | 65080 | 1643980922
Buzău, Buzău, Romania | Buzău | Buzau | 45.1517 | 26.8167 | Romania | RO | ROU | Buzău | admin | 115494 | 1642794918
Buziaş, Timiş, Romania | Buziaş | Buzias | 45.65 | 21.6 | Romania | RO | ROU | Timiş |  | 7023 | 1642000046
Buzovna, Bakı, Azerbaijan | Buzovna | Buzovna | 40.5167 | 50.1167 | Azerbaijan | AZ | AZE | Bakı |  | 31500 | 1031797928
Buzuluk, Orenburgskaya Oblast’, Russia | Buzuluk | Buzuluk | 52.7667 | 52.2667 | Russia | RU | RUS | Orenburgskaya Oblast’ |  | 86316 | 1643877351
Byala Slatina, Vratsa, Bulgaria | Byala Slatina | Byala Slatina | 43.4667 | 23.9333 | Bulgaria | BG | BGR | Vratsa |  | 12935 | 1100994011
Byalynichy, Mahilyowskaya Voblasts’, Belarus | Byalynichy | Byalynichy | 53.9956 | 29.7096 | Belarus | BY | BLR | Mahilyowskaya Voblasts’ | minor | 10000 | 1112253671
Byaroza, Brestskaya Voblasts’, Belarus | Byaroza | Byaroza | 52.55 | 24.9667 | Belarus | BY | BLR | Brestskaya Voblasts’ | minor | 28500 | 1112705431
Byarozawka, Hrodzyenskaya Voblasts’, Belarus | Byarozawka | Byarozawka | 53.7167 | 25.5 | Belarus | BY | BLR | Hrodzyenskaya Voblasts’ |  | 10400 | 1112003239
Bydgoszcz, Kujawsko-Pomorskie, Poland | Bydgoszcz | Bydgoszcz | 53.1167 | 18 | Poland | PL | POL | Kujawsko-Pomorskie | admin | 358614 | 1616454014
Byelaazyorsk, Brestskaya Voblasts’, Belarus | Byelaazyorsk | Byelaazyorsk | 52.45 | 25.1667 | Belarus | BY | BLR | Brestskaya Voblasts’ |  | 11400 | 1112431328
Byerazino, Minskaya Voblasts’, Belarus | Byerazino | Byerazino | 53.8333 | 28.9833 | Belarus | BY | BLR | Minskaya Voblasts’ |  | 11300 | 1112685859
Byfleet, Surrey, United Kingdom | Byfleet | Byfleet | 51.34 | -0.47 | United Kingdom | GB | GBR | Surrey |  | 7724 | 1826179551
Byram, Mississippi, United States | Byram | Byram | 32.189 | -90.2861 | United States | US | USA | Mississippi |  | 11428 | 1840023049
Byram, New Jersey, United States | Byram | Byram | 40.9567 | -74.7182 | United States | US | USA | New Jersey |  | 8010 | 1840081782
Byron, Illinois, United States | Byron | Byron | 42.1224 | -89.2665 | United States | US | USA | Illinois |  | 6896 | 1840007021
Byron, Minnesota, United States | Byron | Byron | 44.0379 | -92.6411 | United States | US | USA | Minnesota |  | 5582 | 1840006809
Byron, Georgia, United States | Byron | Byron | 32.6474 | -83.7541 | United States | US | USA | Georgia |  | 5226 | 1840013820
Byron Bay, New South Wales, Australia | Byron Bay | Byron Bay | -28.6483 | 153.6178 | Australia | AU | AUS | New South Wales |  | 5521 | 1036606974
Byron Center, Michigan, United States | Byron Center | Byron Center | 42.8121 | -85.7279 | United States | US | USA | Michigan |  | 6710 | 1840004306
Bystřice nad Pernštejnem, Vysočina, Czechia | Bystřice nad Pernštejnem | Bystrice nad Pernstejnem | 49.523 | 16.2615 | Czechia | CZ | CZE | Vysočina |  | 8004 | 1203647591
Bystřice pod Hostýnem, Zlínský Kraj, Czechia | Bystřice pod Hostýnem | Bystrice pod Hostynem | 49.3992 | 17.674 | Czechia | CZ | CZE | Zlínský Kraj |  | 8144 | 1203344046
Bytča, Žilinský, Slovakia | Bytča | Bytca | 49.2228 | 18.5581 | Slovakia | SK | SVK | Žilinský | minor | 11362 | 1703630221
Bytom, Śląskie, Poland | Bytom | Bytom | 50.347 | 18.923 | Poland | PL | POL | Śląskie | minor | 171515 | 1616740907
Bytów, Pomorskie, Poland | Bytów | Bytow | 54.1667 | 17.5 | Poland | PL | POL | Pomorskie | minor | 16888 | 1616588946
Byumba, Northern Province, Rwanda | Byumba | Byumba | -1.5794 | 30.0694 | Rwanda | RW | RWA | Northern Province | admin | 34544 | 1646868980
Byureghavan, Kotayk’, Armenia | Byureghavan | Byureghavan | 40.3147 | 44.5936 | Armenia | AM | ARM | Kotayk’ |  | 8500 | 1051696950
Cà Mau, Cà Mau, Vietnam | Cà Mau | Ca Mau | 9.1833 | 105.15 | Vietnam | VN | VNM | Cà Mau | admin | 315270 | 1704320474
Caacupé, Cordillera, Paraguay | Caacupé | Caacupe | -25.387 | -57.14 | Paraguay | PY | PRY | Cordillera | admin | 21696 | 1600095784
Caazapá, Caazapá, Paraguay | Caazapá | Caazapa | -26.2 | -56.38 | Paraguay | PY | PRY | Caazapá | admin | 5504 | 1600103814
Cabadbaran, Agusan del Norte, Philippines | Cabadbaran | Cabadbaran | 9.1228 | 125.5346 | Philippines | PH | PHL | Agusan del Norte | admin | 73639 | 1608889253
Caballococha, Loreto, Peru | Caballococha | Caballococha | -3.9058 | -70.5164 | Peru | PE | PER | Loreto |  | 3195 | 1604340559
Cabanatuan City, Nueva Ecija, Philippines | Cabanatuan City | Cabanatuan City | 15.4833 | 120.9667 | Philippines | PH | PHL | Nueva Ecija |  | 302231 | 1608247694
Cabarroguis, Quirino, Philippines | Cabarroguis | Cabarroguis | 16.5111 | 121.5212 | Philippines | PH | PHL | Quirino | admin |  | 1608312278
Cabeceiras de Basto, Braga, Portugal | Cabeceiras de Basto | Cabeceiras de Basto | 41.5167 | -8 | Portugal | PT | PRT | Braga | minor | 16710 | 1620118213
Cabimas, Zulia, Venezuela | Cabimas | Cabimas | 10.4 | -71.4333 | Venezuela | VE | VEN | Zulia | minor | 351735 | 1862398719
Cabinda, Cabinda, Angola | Cabinda | Cabinda | -5.55 | 12.2 | Angola | AO | AGO | Cabinda | admin | 550000 | 1024474012
Cabo Frio, Rio de Janeiro, Brazil | Cabo Frio | Cabo Frio | -22.8789 | -42.0189 | Brazil | BR | BRA | Rio de Janeiro |  | 186227 | 1076449553
Cabo Rojo, Puerto Rico, Puerto Rico | Cabo Rojo | Cabo Rojo | 18.0867 | -67.1482 | Puerto Rico | PR | PRI | Puerto Rico |  | 8862 | 1630023608
Cabo San Lucas, Baja California Sur, Mexico | Cabo San Lucas | Cabo San Lucas | 22.8897 | -109.9156 | Mexico | MX | MEX | Baja California Sur |  | 81111 | 1484694325
Caboolture, Queensland, Australia | Caboolture | Caboolture | -27.0667 | 152.967 | Australia | AU | AUS | Queensland |  | 26433 | 1036273434
Cabot, Arkansas, United States | Cabot | Cabot | 34.9768 | -92.0274 | United States | US | USA | Arkansas |  | 26352 | 1840013530
Cabreúva, São Paulo, Brazil | Cabreúva | Cabreuva | -23.3075 | -47.1331 | Brazil | BR | BRA | São Paulo |  | 46528 | 1076162837
Cabudare, Lara, Venezuela | Cabudare | Cabudare | 10.0331 | -69.2633 | Venezuela | VE | VEN | Lara | minor | 70578 | 1862114226
Cabuyao, Laguna, Philippines | Cabuyao | Cabuyao | 14.275 | 121.125 | Philippines | PH | PHL | Laguna |  | 308745 | 1608604441
Caçador, Santa Catarina, Brazil | Caçador | Cacador | -26.7753 | -51.015 | Brazil | BR | BRA | Santa Catarina |  | 63726 | 1076703793
Čačak, Čačak, Serbia | Čačak | Cacak | 43.8914 | 20.3497 | Serbia | RS | SRB | Čačak | admin | 71883 | 1688216463
Cacalchen, Yucatán, Mexico | Cacalchen | Cacalchen | 20.9822 | -89.2278 | Mexico | MX | MEX | Yucatán |  | 6787 | 1484727616
Caçapava, São Paulo, Brazil | Caçapava | Cacapava | -23.1008 | -45.7069 | Brazil | BR | BRA | São Paulo |  | 91162 | 1076289420
Cacém, Lisboa, Portugal | Cacém | Cacem | 38.7704 | -9.3081 | Portugal | PT | PRT | Lisboa |  | 21289 | 1620147105
Cáceres, Mato Grosso, Brazil | Cáceres | Caceres | -16.05 | -57.51 | Brazil | BR | BRA | Mato Grosso |  | 85274 | 1076422654
Cáceres, Extremadura, Spain | Cáceres | Caceres | 39.4731 | -6.3711 | Spain | ES | ESP | Extremadura | minor | 96126 | 1724532670
Cachan, Île-de-France, France | Cachan | Cachan | 48.7919 | 2.3319 | France | FR | FRA | Île-de-France |  | 31069 | 1250259069
Cacheu, Cacheu, Guinea-Bissau | Cacheu | Cacheu | 12.278 | -16.165 | Guinea-Bissau | GW | GNB | Cacheu | admin | 9882 | 1624294223
Cachoeira do Sul, Rio Grande do Sul, Brazil | Cachoeira do Sul | Cachoeira do Sul | -30.03 | -52.91 | Brazil | BR | BRA | Rio Grande do Sul |  | 74694 | 1076336795
Cachoeira Paulista, São Paulo, Brazil | Cachoeira Paulista | Cachoeira Paulista | -22.665 | -45.0094 | Brazil | BR | BRA | São Paulo |  | 32294 | 1076563996
Cachoeiro de Itapemirim, Espírito Santo, Brazil | Cachoeiro de Itapemirim | Cachoeiro de Itapemirim | -20.8489 | -41.1128 | Brazil | BR | BRA | Espírito Santo |  | 189889 | 1076536175
Cacolo, Lunda Sul, Angola | Cacolo | Cacolo | -10.1496 | 19.26 | Angola | AO | AGO | Lunda Sul |  | 984 | 1024592975
Caconde, São Paulo, Brazil | Caconde | Caconde | -21.5289 | -46.6439 | Brazil | BR | BRA | São Paulo |  | 18976 | 1076573900
Cadaval, Lisboa, Portugal | Cadaval | Cadaval | 39.25 | -9.1 | Portugal | PT | PRT | Lisboa | minor | 14525 | 1620009427
Čadca, Žilinský, Slovakia | Čadca | Cadca | 49.4386 | 18.7883 | Slovakia | SK | SVK | Žilinský | minor | 24315 | 1703091898
Cadereyta, Querétaro, Mexico | Cadereyta | Cadereyta | 20.7 | -99.8167 | Mexico | MX | MEX | Querétaro | minor | 13347 | 1484014263
Cadereyta Jiménez, Nuevo León, Mexico | Cadereyta Jiménez | Cadereyta Jimenez | 25.6 | -100 | Mexico | MX | MEX | Nuevo León | minor | 86445 | 1484839099
Cadillac, Michigan, United States | Cadillac | Cadillac | 44.2494 | -85.4163 | United States | US | USA | Michigan |  | 11850 | 1840002512
Cadiz, Negros Occidental, Philippines | Cadiz | Cadiz | 10.9587 | 123.3086 | Philippines | PH | PHL | Negros Occidental |  | 283157 | 1608224037
Cádiz, Andalusia, Spain | Cádiz | Cadiz | 36.535 | -6.2975 | Spain | ES | ESP | Andalusia | minor | 116027 | 1724502822
Caen, Normandie, France | Caen | Caen | 49.18 | -0.37 | France | FR | FRA | Normandie | minor | 105354 | 1250001272
Caerdydd, Cardiff, United Kingdom | Caerdydd | Caerdydd | 51.4833 | -3.1833 | United Kingdom | GB | GBR | Cardiff |  | 479000 | 1826362422
Caerfyrddin, Carmarthenshire, United Kingdom | Caerfyrddin | Caerfyrddin | 51.856 | -4.316 | United Kingdom | GB | GBR | Carmarthenshire |  | 14185 | 1826550370
Caerleon, Newport, United Kingdom | Caerleon | Caerleon | 51.615 | -2.959 | United Kingdom | GB | GBR | Newport |  | 8061 | 1826946689
Caernarfon, Gwynedd, United Kingdom | Caernarfon | Caernarfon | 53.14 | -4.27 | United Kingdom | GB | GBR | Gwynedd |  | 9852 | 1826011275
Caerphilly, Caerphilly, United Kingdom | Caerphilly | Caerphilly | 51.578 | -3.218 | United Kingdom | GB | GBR | Caerphilly |  | 41402 | 1826322639
Cafayate, Salta, Argentina | Cafayate | Cafayate | -26.07 | -65.98 | Argentina | AR | ARG | Salta | minor | 11785 | 1032961594
Cafelândia, São Paulo, Brazil | Cafelândia | Cafelandia | -21.8025 | -49.61 | Brazil | BR | BRA | São Paulo |  | 17499 | 1076575289
Cagayan de Oro, Cagayan de Oro, Philippines | Cagayan de Oro | Cagayan de Oro | 8.4833 | 124.65 | Philippines | PH | PHL | Cagayan de Oro | admin | 675950 | 1608831546
Cagliari, Sardegna, Italy | Cagliari | Cagliari | 39.2224 | 9.104 | Italy | IT | ITA | Sardegna | admin | 291511 | 1380685705
Cagnes-sur-Mer, Provence-Alpes-Côte d’Azur, France | Cagnes-sur-Mer | Cagnes-sur-Mer | 43.6644 | 7.1489 | France | FR | FRA | Provence-Alpes-Côte d’Azur |  | 50928 | 1250261503
Cagua, Aragua, Venezuela | Cagua | Cagua | 10.1831 | -67.45 | Venezuela | VE | VEN | Aragua | minor | 122571 | 1862805374
Caguas, Puerto Rico, Puerto Rico | Caguas | Caguas | 18.2319 | -66.0388 | Puerto Rico | PR | PRI | Puerto Rico |  | 74980 | 1630023540
Cahokia, Illinois, United States | Cahokia | Cahokia | 38.5649 | -90.1792 | United States | US | USA | Illinois |  | 13880 | 1840010781
Cahul, Cahul, Moldova | Cahul | Cahul | 45.9075 | 28.1944 | Moldova | MD | MDA | Cahul | admin | 30018 | 1498020356
Caibarién, Villa Clara, Cuba | Caibarién | Caibarien | 22.5158 | -79.4722 | Cuba | CU | CUB | Villa Clara | minor | 38479 | 1192208164
Caicó, Rio Grande do Norte, Brazil | Caicó | Caico | -6.4596 | -37.1 | Brazil | BR | BRA | Rio Grande do Norte |  | 54934 | 1076251820
Caimanera, Guantánamo, Cuba | Caimanera | Caimanera | 19.9947 | -75.16 | Cuba | CU | CUB | Guantánamo |  | 8790 | 1192287141
Caimito, Artemisa, Cuba | Caimito | Caimito | 22.9575 | -82.5964 | Cuba | CU | CUB | Artemisa | minor | 36813 | 1192437074
Cairns, Queensland, Australia | Cairns | Cairns | -16.9303 | 145.7703 | Australia | AU | AUS | Queensland |  | 152729 | 1036016939
Cairo, Al Qāhirah, Egypt | Cairo | Cairo | 30.0561 | 31.2394 | Egypt | EG | EGY | Al Qāhirah | primary | 19372000 | 1818253931
Cairo, Georgia, United States | Cairo | Cairo | 30.8791 | -84.205 | United States | US | USA | Georgia |  | 9181 | 1840013900
Cairo, New York, United States | Cairo | Cairo | 42.2965 | -74.0205 | United States | US | USA | New York |  | 6453 | 1840057626
Caister-on-Sea, Norfolk, United Kingdom | Caister-on-Sea | Caister-on-Sea | 52.651 | 1.733 | United Kingdom | GB | GBR | Norfolk |  | 8901 | 1826817641
Caiuá, São Paulo, Brazil | Caiuá | Caiua | -21.8317 | -51.9983 | Brazil | BR | BRA | São Paulo |  | 5560 | 1076796531
Cajabamba, Cajamarca, Peru | Cajabamba | Cajabamba | -7.6237 | -78.046 | Peru | PE | PER | Cajamarca |  | 13486 | 1604780784
Cajamarca, Cajamarca, Peru | Cajamarca | Cajamarca | -7.1644 | -78.5106 | Peru | PE | PER | Cajamarca | admin | 201329 | 1604091119
Cajati, São Paulo, Brazil | Cajati | Cajati | -24.7361 | -48.1228 | Brazil | BR | BRA | São Paulo |  | 28962 | 1076157800
Čajetina, Čajetina, Serbia | Čajetina | Cajetina | 43.75 | 19.7167 | Serbia | RS | SRB | Čajetina | admin |  | 1688018668
Cajobi, São Paulo, Brazil | Cajobi | Cajobi | -20.88 | -48.8089 | Brazil | BR | BRA | São Paulo |  | 10341 | 1076127516
Cajuru, São Paulo, Brazil | Cajuru | Cajuru | -21.2753 | -47.3042 | Brazil | BR | BRA | São Paulo |  | 25230 | 1076846644
Cajvana, Suceava, Romania | Cajvana | Cajvana | 47.7044 | 25.9694 | Romania | RO | ROU | Suceava |  | 6901 | 1642941621
Čakovec, Međimurska Županija, Croatia | Čakovec | Cakovec | 46.3833 | 16.4333 | Croatia | HR | HRV | Međimurska Županija | admin | 30455 | 1191424625
Calabar, Cross River, Nigeria | Calabar | Calabar | 4.95 | 8.325 | Nigeria | NG | NGA | Cross River | admin | 461796 | 1566495489
Calabasas, California, United States | Calabasas | Calabasas | 34.1375 | -118.6689 | United States | US | USA | California |  | 23853 | 1840019234
Calabayan, Isabela, Philippines | Calabayan | Calabayan | 16.7667 | 121.7833 | Philippines | PH | PHL | Isabela |  | 129523 | 1608955576
Calabozo, Guárico, Venezuela | Calabozo | Calabozo | 8.9219 | -67.4283 | Venezuela | VE | VEN | Guárico | minor | 131989 | 1862623441
Calafat, Dolj, Romania | Calafat | Calafat | 43.9858 | 22.9575 | Romania | RO | ROU | Dolj |  | 17336 | 1642467713
Calais, Hauts-de-France, France | Calais | Calais | 50.9481 | 1.8564 | France | FR | FRA | Hauts-de-France | minor | 73911 | 1250081128
Calama, Antofagasta, Chile | Calama | Calama | -22.4624 | -68.9272 | Chile | CL | CHL | Antofagasta | minor | 157575 | 1152168074
Călan, Hunedoara, Romania | Călan | Calan | 45.7361 | 23.0086 | Romania | RO | ROU | Hunedoara |  | 11279 | 1642642024
Calapan, Oriental Mindoro, Philippines | Calapan | Calapan | 13.3667 | 121.2 | Philippines | PH | PHL | Oriental Mindoro | admin | 133893 | 1608578259
Călăraşi, Călăraşi, Romania | Călăraşi | Calarasi | 44.2 | 27.3333 | Romania | RO | ROU | Călăraşi | admin | 65181 | 1642445982
Călăraşi, Călăraşi, Moldova | Călăraşi | Calarasi | 47.2544 | 28.3081 | Moldova | MD | MDA | Călăraşi | admin | 10808 | 1498598747
Calatrava, Litoral, Equatorial Guinea | Calatrava | Calatrava | 1.1164 | 9.4186 | Equatorial Guinea | GQ | GNQ | Litoral |  | 628 | 1226322426
Calau, Brandenburg, Germany | Calau | Calau | 51.7458 | 13.9508 | Germany | DE | DEU | Brandenburg |  | 7769 | 1276948458
Calbayog City, Samar, Philippines | Calbayog City | Calbayog City | 12.0667 | 124.6 | Philippines | PH | PHL | Samar |  | 183851 | 1608088739
Calbe, Saxony-Anhalt, Germany | Calbe | Calbe | 51.9033 | 11.7758 | Germany | DE | DEU | Saxony-Anhalt |  | 8609 | 1276644969
Calbuco, Los Lagos, Chile | Calbuco | Calbuco | -41.7712 | -73.1275 | Chile | CL | CHL | Los Lagos |  | 15903 | 1152875669
Caldas da Rainha, Leiria, Portugal | Caldas da Rainha | Caldas da Rainha | 39.4069 | -9.1363 | Portugal | PT | PRT | Leiria | minor | 51729 | 1620164622
Caldera, Atacama, Chile | Caldera | Caldera | -27.0696 | -70.83 | Chile | CL | CHL | Atacama |  | 10259 | 1152916235
Calderitas, Quintana Roo, Mexico | Calderitas | Calderitas | 18.5544 | -88.2583 | Mexico | MX | MEX | Quintana Roo |  | 5326 | 1484192062
Caldicot, Monmouthshire, United Kingdom | Caldicot | Caldicot | 51.591 | -2.7492 | United Kingdom | GB | GBR | Monmouthshire |  | 12230 | 1826366288
Çaldıran, Van, Turkey | Çaldıran | Caldiran | 39.1419 | 43.9139 | Turkey | TR | TUR | Van | minor | 63013 | 1792259607
Caldwell, New Jersey, United States | Caldwell | Caldwell | 40.839 | -74.2776 | United States | US | USA | New Jersey |  | 7941 | 1840005354
Caldwell, Idaho, United States | Caldwell | Caldwell | 43.6453 | -116.6591 | United States | US | USA | Idaho |  | 58481 | 1840018641
Caldwell, Ohio, United States | Caldwell | Caldwell | 39.7467 | -81.5127 | United States | US | USA | Ohio |  | 5374 | 1840010565
Caledon, Ontario, Canada | Caledon | Caledon | 43.8667 | -79.8667 | Canada | CA | CAN | Ontario |  | 66502 | 1124070007
Caledon, Western Cape, South Africa | Caledon | Caledon | -34.23 | 19.4283 | South Africa | ZA | ZAF | Western Cape |  | 13020 | 1710038887
Caledonia, Wisconsin, United States | Caledonia | Caledonia | 42.7986 | -87.8762 | United States | US | USA | Wisconsin |  | 25277 | 1840010091
Calenga, Bié, Angola | Calenga | Calenga | -11.3196 | 16.2 | Angola | AO | AGO | Bié |  | 531 | 1024822780
Calera, Alabama, United States | Calera | Calera | 33.1249 | -86.745 | United States | US | USA | Alabama |  | 14717 | 1840013757
Caleta Olivia, Santa Cruz, Argentina | Caleta Olivia | Caleta Olivia | -46.4333 | -67.5333 | Argentina | AR | ARG | Santa Cruz |  | 51733 | 1032563209
Calexico, California, United States | Calexico | Calexico | 32.6849 | -115.4944 | United States | US | USA | California |  | 39825 | 1840019379
Calgary, Alberta, Canada | Calgary | Calgary | 51.05 | -114.0667 | Canada | CA | CAN | Alberta |  | 1239220 | 1124690423
Calheta, Madeira, Portugal | Calheta | Calheta | 32.7333 | -17.1667 | Portugal | PT | PRT | Madeira |  | 11521 | 1620158427
Calheta de São Miguel, São Miguel, Cabo Verde | Calheta de São Miguel | Calheta de Sao Miguel | 15.1875 | -23.5917 | Cabo Verde | CV | CPV | São Miguel | admin | 4123 | 1132750609
Calhoun, Georgia, United States | Calhoun | Calhoun | 34.4918 | -84.9391 | United States | US | USA | Georgia |  | 34754 | 1840013596
Cali, Valle del Cauca, Colombia | Cali | Cali | 3.44 | -76.5197 | Colombia | CO | COL | Valle del Cauca | admin | 2471474 | 1170417589
Calicut, Kerala, India | Calicut | Calicut | 11.25 | 75.7667 | India | IN | IND | Kerala | minor | 431560 | 1356010401
California, Maryland, United States | California | California | 38.2969 | -76.4949 | United States | US | USA | Maryland |  | 14298 | 1840006228
California, Pennsylvania, United States | California | California | 40.0692 | -79.9152 | United States | US | USA | Pennsylvania |  | 6276 | 1840003642
California City, California, United States | California City | California City | 35.1578 | -117.8721 | United States | US | USA | California |  | 10968 | 1840019149
Călimăneşti, Vâlcea, Romania | Călimăneşti | Calimanesti | 45.2392 | 24.3433 | Romania | RO | ROU | Vâlcea |  | 7622 | 1642632000
Calimaya, México, Mexico | Calimaya | Calimaya | 19.1608 | -99.6172 | Mexico | MX | MEX | México | minor | 47033 | 1484137559
Calimesa, California, United States | Calimesa | Calimesa | 33.9874 | -117.0542 | United States | US | USA | California |  | 9160 | 1840019300
Calipatria, California, United States | Calipatria | Calipatria | 33.1493 | -115.5056 | United States | US | USA | California |  | 7114 | 1840019380
Calistoga, California, United States | Calistoga | Calistoga | 38.5818 | -122.5824 | United States | US | USA | California |  | 5247 | 1840018835
Calkiní, Campeche, Mexico | Calkiní | Calkini | 20.3667 | -90.05 | Mexico | MX | MEX | Campeche | minor | 14934 | 1484329915
Callao, Callao, Peru | Callao | Callao | -12.0611 | -77.1333 | Peru | PE | PER | Callao | admin | 1129854 | 1604422141
Callaway, Florida, United States | Callaway | Callaway | 30.1348 | -85.5568 | United States | US | USA | Florida |  | 14060 | 1840013958
Callington, Cornwall, United Kingdom | Callington | Callington | 50.503 | -4.316 | United Kingdom | GB | GBR | Cornwall |  | 5786 | 1826196022
Caln, Pennsylvania, United States | Caln | Caln | 40.0014 | -75.7618 | United States | US | USA | Pennsylvania |  | 14198 | 1840034888
Calnali, Hidalgo, Mexico | Calnali | Calnali | 20.9 | -98.5833 | Mexico | MX | MEX | Hidalgo |  | 17163 | 1484014196
Calne, Wiltshire, United Kingdom | Calne | Calne | 51.438 | -2.005 | United Kingdom | GB | GBR | Wiltshire |  | 17274 | 1826645118
Caloocan City, Caloocan, Philippines | Caloocan City | Caloocan City | 14.65 | 120.9667 | Philippines | PH | PHL | Caloocan | admin | 1583978 | 1608897690
Caloundra, Queensland, Australia | Caloundra | Caloundra | -26.7986 | 153.1289 | Australia | AU | AUS | Queensland |  | 41293 | 1036266942
Calpulalpan, Hidalgo, Mexico | Calpulalpan | Calpulalpan | 19.5869 | -98.5683 | Mexico | MX | MEX | Hidalgo | minor | 33263 | 1484814346
Calstock, Devon, United Kingdom | Calstock | Calstock | 50.497 | -4.21 | United Kingdom | GB | GBR | Devon |  | 6253 | 1826405766
Caluire-et-Cuire, Auvergne-Rhône-Alpes, France | Caluire-et-Cuire | Caluire-et-Cuire | 45.7953 | 4.8472 | France | FR | FRA | Auvergne-Rhône-Alpes |  | 43187 | 1250073067
Calulo, Kwanza Sul, Angola | Calulo | Calulo | -9.9996 | 14.9 | Angola | AO | AGO | Kwanza Sul |  | 795 | 1024545873
Calumet City, Illinois, United States | Calumet City | Calumet City | 41.6134 | -87.5505 | United States | US | USA | Illinois |  | 35913 | 1840007023
Calumet Park, Illinois, United States | Calumet Park | Calumet Park | 41.665 | -87.6578 | United States | US | USA | Illinois |  | 7602 | 1840010145
Caluula, Bari, Somalia | Caluula | Caluula | 11.967 | 50.75 | Somalia | SO | SOM | Bari |  | 513 | 1706796061
Calverley, Leeds, United Kingdom | Calverley | Calverley | 53.8266 | -1.6908 | United Kingdom | GB | GBR | Leeds |  | 22594 | 1826551571
Calverton, Maryland, United States | Calverton | Calverton | 39.0578 | -76.9488 | United States | US | USA | Maryland |  | 18076 | 1840031445
Calverton, Nottinghamshire, United Kingdom | Calverton | Calverton | 53.037 | -1.083 | United Kingdom | GB | GBR | Nottinghamshire |  | 7076 | 1826493628
Calverton, New York, United States | Calverton | Calverton | 40.9163 | -72.7645 | United States | US | USA | New York |  | 7154 | 1840005024
Calvillo, Aguascalientes, Mexico | Calvillo | Calvillo | 21.85 | -102.7167 | Mexico | MX | MEX | Aguascalientes | minor | 19742 | 1484468847
Calw, Baden-Württemberg, Germany | Calw | Calw | 48.7144 | 8.7375 | Germany | DE | DEU | Baden-Württemberg | minor | 23590 | 1276416126
Cam, Gloucestershire, United Kingdom | Cam | Cam | 51.7 | -2.3667 | United Kingdom | GB | GBR | Gloucestershire |  | 8152 | 1826325556
Cẩm Phả, Quảng Ninh, Vietnam | Cẩm Phả | Cam Pha | 21.0071 | 107.2845 | Vietnam | VN | VNM | Quảng Ninh | minor | 156000 | 1704985016
Cam Ranh, Khánh Hòa, Vietnam | Cam Ranh | Cam Ranh | 11.902 | 109.2207 | Vietnam | VN | VNM | Khánh Hòa |  | 146771 | 1704104189
Cam Ranh, Khánh Hòa, Vietnam | Cam Ranh | Cam Ranh | 11.9136 | 109.1369 | Vietnam | VN | VNM | Khánh Hòa | minor | 125311 | 1704516746
Camabatela, Kwanza Norte, Angola | Camabatela | Camabatela | -8.1896 | 15.37 | Angola | AO | AGO | Kwanza Norte |  | 12837 | 1024701540
Camacupa, Bié, Angola | Camacupa | Camacupa | -12.0196 | 17.47 | Angola | AO | AGO | Bié |  | 19828 | 1024037086
Camagüey, Camagüey, Cuba | Camagüey | Camaguey | 21.3786 | -77.9186 | Cuba | CU | CUB | Camagüey | admin | 321992 | 1192667983
Camaná, Arequipa, Peru | Camaná | Camana | -16.6233 | -72.7092 | Peru | PE | PER | Arequipa |  | 20956 | 1604379091
Camano, Washington, United States | Camano | Camano | 48.1865 | -122.4708 | United States | US | USA | Washington |  | 16427 | 1840037492
Camaquã, Rio Grande do Sul, Brazil | Camaquã | Camaqua | -30.8511 | -51.8122 | Brazil | BR | BRA | Rio Grande do Sul |  | 53169 | 1076449009
Câmara de Lobos, Madeira, Portugal | Câmara de Lobos | Camara de Lobos | 32.65 | -16.9667 | Portugal | PT | PRT | Madeira |  | 35666 | 1620560549
Camargo, Chihuahua, Mexico | Camargo | Camargo | 27.667 | -105.167 | Mexico | MX | MEX | Chihuahua | minor | 40221 | 1484013592
Camargo, Chuquisaca, Bolivia | Camargo | Camargo | -20.6403 | -65.2103 | Bolivia | BO | BOL | Chuquisaca |  | 4502 | 1068344721
Camarillo, California, United States | Camarillo | Camarillo | 34.223 | -119.0322 | United States | US | USA | California |  | 76931 | 1840019201
Camas, Washington, United States | Camas | Camas | 45.6005 | -122.4305 | United States | US | USA | Washington |  | 24418 | 1840018524
Camberley, Surrey, United Kingdom | Camberley | Camberley | 51.335 | -0.742 | United Kingdom | GB | GBR | Surrey |  | 38038 | 1826909512
Camborne, Cornwall, United Kingdom | Camborne | Camborne | 50.213 | -5.3 | United Kingdom | GB | GBR | Cornwall |  | 21600 | 1826570775
Cambrai, Hauts-de-France, France | Cambrai | Cambrai | 50.1767 | 3.2356 | France | FR | FRA | Hauts-de-France | minor | 32558 | 1250084532
Cambria, Pennsylvania, United States | Cambria | Cambria | 40.4931 | -78.7448 | United States | US | USA | Pennsylvania |  | 5837 | 1840145844
Cambria, New York, United States | Cambria | Cambria | 43.1766 | -78.8202 | United States | US | USA | New York |  | 5777 | 1840087256
Cambria, California, United States | Cambria | Cambria | 35.5523 | -121.0847 | United States | US | USA | California |  | 5725 | 1840017806
Cambridge, Ontario, Canada | Cambridge | Cambridge | 43.3972 | -80.3114 | Canada | CA | CAN | Ontario |  | 129920 | 1124113576
Cambridge, Massachusetts, United States | Cambridge | Cambridge | 42.3759 | -71.1185 | United States | US | USA | Massachusetts |  | 118927 | 1840000429
Cambridge, Cambridgeshire, United Kingdom | Cambridge | Cambridge | 52.2053 | 0.1192 | United Kingdom | GB | GBR | Cambridgeshire |  | 66 | 1826229713
Cambridge, Waikato, New Zealand | Cambridge | Cambridge | -37.8833 | 175.4667 | New Zealand | NZ | NZL | Waikato |  | 19150 | 1554000848
Cambridge, Minnesota, United States | Cambridge | Cambridge | 45.5612 | -93.2283 | United States | US | USA | Minnesota |  | 16143 | 1840006692
Cambridge, Ohio, United States | Cambridge | Cambridge | 40.0221 | -81.5868 | United States | US | USA | Ohio |  | 14736 | 1840007259
Cambridge, Maryland, United States | Cambridge | Cambridge | 38.5515 | -76.0786 | United States | US | USA | Maryland |  | 14178 | 1840006165
Cambuslang, South Lanarkshire, United Kingdom | Cambuslang | Cambuslang | 55.819 | -4.1671 | United Kingdom | GB | GBR | South Lanarkshire |  | 29690 | 1826755066
Camden, New Jersey, United States | Camden | Camden | 39.9362 | -75.1073 | United States | US | USA | New Jersey |  | 73562 | 1840001507
Camden, South Carolina, United States | Camden | Camden | 34.2565 | -80.6087 | United States | US | USA | South Carolina |  | 14303 | 1840013598
Camden, Arkansas, United States | Camden | Camden | 33.5672 | -92.8467 | United States | US | USA | Arkansas |  | 10058 | 1840013736
Camenca, Stînga Nistrului, Moldova | Camenca | Camenca | 48.0333 | 28.7 | Moldova | MD | MDA | Stînga Nistrului |  | 8871 | 1498446889
Cameron, Missouri, United States | Cameron | Cameron | 39.7469 | -94.2364 | United States | US | USA | Missouri |  | 9501 | 1840007321
Cameron, Texas, United States | Cameron | Cameron | 30.8608 | -96.9762 | United States | US | USA | Texas |  | 5304 | 1840019562
Cameron Park, Texas, United States | Cameron Park | Cameron Park | 25.9705 | -97.4775 | United States | US | USA | Texas |  | 6226 | 1840037105
Cameron Park, California, United States | Cameron Park | Cameron Park | 38.6737 | -120.9872 | United States | US | USA | California |  | 19902 | 1840028322
Cametá, Pará, Brazil | Cametá | Cameta | -2.2396 | -49.51 | Brazil | BR | BRA | Pará |  | 45200 | 1076010069
Camilla, Georgia, United States | Camilla | Camilla | 31.2337 | -84.2089 | United States | US | USA | Georgia |  | 6488 | 1840013877
Camillus, New York, United States | Camillus | Camillus | 43.0539 | -76.3057 | United States | US | USA | New York |  | 24270 | 1840004331
Camiri, Santa Cruz, Bolivia | Camiri | Camiri | -20.05 | -63.52 | Bolivia | BO | BOL | Santa Cruz |  | 27961 | 1068205873
Camocim, Ceará, Brazil | Camocim | Camocim | -2.9022 | -40.8411 | Brazil | BR | BRA | Ceará |  | 44481 | 1076563942
Camooweal, Queensland, Australia | Camooweal | Camooweal | -19.9167 | 138.117 | Australia | AU | AUS | Queensland |  | 208 | 1036815011
Camp Hill, Pennsylvania, United States | Camp Hill | Camp Hill | 40.2423 | -76.9274 | United States | US | USA | Pennsylvania |  | 7905 | 1840001385
Camp Pendleton North, California, United States | Camp Pendleton North | Camp Pendleton North | 33.3148 | -117.3162 | United States | US | USA | California |  | 7903 | 1840073901
Camp Pendleton South, California, United States | Camp Pendleton South | Camp Pendleton South | 33.2284 | -117.3791 | United States | US | USA | California |  | 11459 | 1840073902
Camp Springs, Maryland, United States | Camp Springs | Camp Springs | 38.8052 | -76.9198 | United States | US | USA | Maryland |  | 21602 | 1840005947
Camp Swift, Texas, United States | Camp Swift | Camp Swift | 30.1885 | -97.2933 | United States | US | USA | Texas |  | 6553 | 1840018243
Camp Verde, Arizona, United States | Camp Verde | Camp Verde | 34.5699 | -111.8573 | United States | US | USA | Arizona |  | 11187 | 1840022752
Campana, Buenos Aires, Argentina | Campana | Campana | -34.1667 | -58.9167 | Argentina | AR | ARG | Buenos Aires | minor | 86860 | 1032345885
Campanilla, Puerto Rico, Puerto Rico | Campanilla | Campanilla | 18.4229 | -66.2382 | Puerto Rico | PR | PRI | Puerto Rico |  | 5304 | 1630035630
Campbell, California, United States | Campbell | Campbell | 37.2802 | -121.9538 | United States | US | USA | California |  | 41793 | 1840018949
Campbell, Ohio, United States | Campbell | Campbell | 41.0777 | -80.5904 | United States | US | USA | Ohio |  | 7785 | 1840000926
Campbell River, British Columbia, Canada | Campbell River | Campbell River | 50.0244 | -125.2475 | Canada | CA | CAN | British Columbia |  | 35138 | 1124851971
Campbellsville, Kentucky, United States | Campbellsville | Campbellsville | 37.3446 | -85.3511 | United States | US | USA | Kentucky |  | 14772 | 1840013242
Campbellton, New Brunswick, Canada | Campbellton | Campbellton | 48.005 | -66.6731 | Canada | CA | CAN | New Brunswick |  | 10411 | 1124336512
Campbelltown, New South Wales, Australia | Campbelltown | Campbelltown | -34.0733 | 150.8261 | Australia | AU | AUS | New South Wales |  | 12566 | 1036474450
Campeche, Campeche, Mexico | Campeche | Campeche | 19.85 | -90.5306 | Mexico | MX | MEX | Campeche | admin | 220389 | 1484431512
Câmpeni, Alba, Romania | Câmpeni | Campeni | 46.3625 | 23.0456 | Romania | RO | ROU | Alba |  | 7629 | 1642658174
Campina do Monte Alegre, São Paulo, Brazil | Campina do Monte Alegre | Campina do Monte Alegre | -23.4253 | -48.4772 | Brazil | BR | BRA | São Paulo |  | 5901 | 1076444719
Campina Grande, Paraíba, Brazil | Campina Grande | Campina Grande | -7.2306 | -35.8811 | Brazil | BR | BRA | Paraíba |  | 405072 | 1076218697
Campinas, São Paulo, Brazil | Campinas | Campinas | -22.9009 | -47.0573 | Brazil | BR | BRA | São Paulo |  | 1164098 | 1076145766
Campo Belo, Minas Gerais, Brazil | Campo Belo | Campo Belo | -20.8896 | -45.28 | Brazil | BR | BRA | Minas Gerais |  | 47491 | 1076477943
Campo Grande, Mato Grosso do Sul, Brazil | Campo Grande | Campo Grande | -20.4686 | -54.6222 | Brazil | BR | BRA | Mato Grosso do Sul | admin | 874210 | 1076660445
Campo Limpo, São Paulo, Brazil | Campo Limpo | Campo Limpo | -23.2064 | -46.7844 | Brazil | BR | BRA | São Paulo |  | 80847 | 1076459810
Campo Maior, Piauí, Brazil | Campo Maior | Campo Maior | -4.8278 | -42.1686 | Brazil | BR | BRA | Piauí |  | 31739 | 1076002814
Campo Maior, Portalegre, Portugal | Campo Maior | Campo Maior | 39.0167 | -7.0667 | Portugal | PT | PRT | Portalegre | minor | 8456 | 1620866518
Campo Mourão, Paraná, Brazil | Campo Mourão | Campo Mourao | -24.0496 | -52.42 | Brazil | BR | BRA | Paraná |  | 75401 | 1076799533
Campoalegre, Huila, Colombia | Campoalegre | Campoalegre | 2.69 | -75.33 | Colombia | CO | COL | Huila | minor | 22568 | 1170655224
Campobasso, Molise, Italy | Campobasso | Campobasso | 41.563 | 14.656 | Italy | IT | ITA | Molise | admin | 50762 | 1380959273
Campos, Rio de Janeiro, Brazil | Campos | Campos | -21.7523 | -41.3304 | Brazil | BR | BRA | Rio de Janeiro |  | 387417 | 1076606365
Campos do Jordão, São Paulo, Brazil | Campos do Jordão | Campos do Jordao | -22.7394 | -45.5914 | Brazil | BR | BRA | São Paulo |  | 50852 | 1076353308
Campton Hills, Illinois, United States | Campton Hills | Campton Hills | 41.9499 | -88.4166 | United States | US | USA | Illinois |  | 11091 | 1840000495
Camrose, Alberta, Canada | Camrose | Camrose | 53.0167 | -112.8333 | Canada | CA | CAN | Alberta |  | 18742 | 1124351657
Cần Thơ, Cần Thơ, Vietnam | Cần Thơ | Can Tho | 10.0333 | 105.7833 | Vietnam | VN | VNM | Cần Thơ | admin | 1237300 | 1704783472
Cañada de Gómez, Santa Fe, Argentina | Cañada de Gómez | Canada de Gomez | -32.8167 | -61.4 | Argentina | AR | ARG | Santa Fe | minor | 29205 | 1032264958
Çanakkale, Çanakkale, Turkey | Çanakkale | Canakkale | 40.15 | 26.4 | Turkey | TR | TUR | Çanakkale | admin | 180823 | 1792403093
Canal Fulton, Ohio, United States | Canal Fulton | Canal Fulton | 40.8895 | -81.5882 | United States | US | USA | Ohio |  | 5408 | 1840007173
Canal Winchester, Ohio, United States | Canal Winchester | Canal Winchester | 39.8432 | -82.8121 | United States | US | USA | Ohio |  | 8818 | 1840010524
Canandaigua, New York, United States | Canandaigua | Canandaigua | 42.8607 | -77.3183 | United States | US | USA | New York |  | 10922 | 1840000392
Cananea, Sonora, Mexico | Cananea | Cananea | 30.9819 | -110.3006 | Mexico | MX | MEX | Sonora | minor | 31560 | 1484752107
Cananéia, São Paulo, Brazil | Cananéia | Cananeia | -25.015 | -47.9269 | Brazil | BR | BRA | São Paulo |  | 12604 | 1076252867
Cañas, Guanacaste, Costa Rica | Cañas | Canas | 10.43 | -85.1 | Costa Rica | CR | CRI | Guanacaste |  | 20306 | 1188753368
Canatlán, Durango, Mexico | Canatlán | Canatlan | 24.52 | -104.78 | Mexico | MX | MEX | Durango | minor | 10342 | 1484221814
Canavieiras, Bahia, Brazil | Canavieiras | Canavieiras | -15.675 | -38.9472 | Brazil | BR | BRA | Bahia |  | 33268 | 1076258532
Canberra, Australian Capital Territory, Australia | Canberra | Canberra | -35.2931 | 149.1269 | Australia | AU | AUS | Australian Capital Territory | primary | 426704 | 1036142029
Canby, Oregon, United States | Canby | Canby | 45.2653 | -122.6866 | United States | US | USA | Oregon |  | 19393 | 1840018569
Cancún, Quintana Roo, Mexico | Cancún | Cancun | 21.1606 | -86.8475 | Mexico | MX | MEX | Quintana Roo | minor | 743626 | 1484010310
Candelaria, Puerto Rico, Puerto Rico | Candelaria | Candelaria | 18.4043 | -66.2175 | Puerto Rico | PR | PRI | Puerto Rico |  | 15846 | 1630023689
Candelaria, Campeche, Mexico | Candelaria | Candelaria | 18.1844 | -91.0461 | Mexico | MX | MEX | Campeche | minor | 9812 | 1484925669
Candelaria, Artemisa, Cuba | Candelaria | Candelaria | 22.7439 | -82.9581 | Cuba | CU | CUB | Artemisa | minor | 19523 | 1192962484
Candiac, Quebec, Canada | Candiac | Candiac | 45.38 | -73.52 | Canada | CA | CAN | Quebec |  | 21047 | 1124457982
Cândido Mota, São Paulo, Brazil | Cândido Mota | Candido Mota | -22.7464 | -50.3869 | Brazil | BR | BRA | São Paulo |  | 31131 | 1076335584
Candler-McAfee, Georgia, United States | Candler-McAfee | Candler-McAfee | 33.7267 | -84.2723 | United States | US | USA | Georgia |  | 24022 | 1840073846
Candon, Ilocos Sur, Philippines | Candon | Candon | 17.2 | 120.45 | Philippines | PH | PHL | Ilocos Sur |  | 60623 | 1608761578
Candor, New York, United States | Candor | Candor | 42.2318 | -76.3329 | United States | US | USA | New York |  | 5089 | 1840004671
Canela, Rio Grande do Sul, Brazil | Canela | Canela | -29.36 | -50.81 | Brazil | BR | BRA | Rio Grande do Sul |  | 60806 | 1076049094
Canelones, Canelones, Uruguay | Canelones | Canelones | -34.538 | -56.284 | Uruguay | UY | URY | Canelones | admin | 19698 | 1858741797
Canfield, Ohio, United States | Canfield | Canfield | 41.0315 | -80.7672 | United States | US | USA | Ohio |  | 7176 | 1840007163
Canford Cliffs, Bournemouth, United Kingdom | Canford Cliffs | Canford Cliffs | 50.7 | -1.93 | United Kingdom | GB | GBR | Bournemouth |  | 8620 | 1826721850
Cangamba, Moxico, Angola | Cangamba | Cangamba | -13.6996 | 19.86 | Angola | AO | AGO | Moxico |  | 1307 | 1024036836
Cangzhou, Hebei, China | Cangzhou | Cangzhou | 38.3037 | 116.8452 | China | CN | CHN | Hebei |  | 6800000 | 1156698069
Caniço, Madeira, Portugal | Caniço | Canico | 32.6412 | -16.8504 | Portugal | PT | PRT | Madeira |  | 23361 | 1620433583
Canillo, Canillo, Andorra | Canillo | Canillo | 42.567 | 1.5981 | Andorra | AD | AND | Canillo | admin |  | 1020594179
Canindé, Ceará, Brazil | Canindé | Caninde | -4.3589 | -39.3117 | Brazil | BR | BRA | Ceará |  | 42720 | 1076519156
Çankırı, Çankırı, Turkey | Çankırı | Cankiri | 40.6 | 33.6167 | Turkey | TR | TUR | Çankırı | admin | 96025 | 1792584248
Cankova, Cankova, Slovenia | Cankova | Cankova | 46.7208 | 16.0225 | Slovenia | SI | SVN | Cankova | admin |  | 1705097170
Cankuzo, Cankuzo, Burundi | Cankuzo | Cankuzo | -3.2194 | 30.5528 | Burundi | BI | BDI | Cankuzo | admin | 3624 | 1108631099
Canlaon, Negros Oriental, Philippines | Canlaon | Canlaon | 10.3833 | 123.2 | Philippines | PH | PHL | Negros Oriental |  | 54509 | 1608924591
Canmore, Alberta, Canada | Canmore | Canmore | 51.089 | -115.359 | Canada | CA | CAN | Alberta |  | 13992 | 1124688642
Cannes, Provence-Alpes-Côte d’Azur, France | Cannes | Cannes | 43.5513 | 7.0128 | France | FR | FRA | Provence-Alpes-Côte d’Azur |  | 73868 | 1250487828
Cannington, Western Australia, Australia | Cannington | Cannington | -32.0167 | 115.95 | Australia | AU | AUS | Western Australia |  | 5929 | 1036626234
Cannock, Staffordshire, United Kingdom | Cannock | Cannock | 52.691 | -2.027 | United Kingdom | GB | GBR | Staffordshire |  | 29018 | 1826709192
Cannonvale, Queensland, Australia | Cannonvale | Cannonvale | -20.2863 | 148.6866 | Australia | AU | AUS | Queensland |  | 5716 | 1036428480
Canoas, Rio Grande do Sul, Brazil | Canoas | Canoas | -29.92 | -51.18 | Brazil | BR | BRA | Rio Grande do Sul |  | 600000 | 1076009922
Canoinhas, Santa Catarina, Brazil | Canoinhas | Canoinhas | -26.1772 | -50.39 | Brazil | BR | BRA | Santa Catarina |  | 41498 | 1076606234
Cañon City, Colorado, United States | Cañon City | Canon City | 38.443 | -105.2203 | United States | US | USA | Colorado |  | 27676 | 1840018855
Canonsburg, Pennsylvania, United States | Canonsburg | Canonsburg | 40.2643 | -80.1868 | United States | US | USA | Pennsylvania |  | 8760 | 1840003643
Canóvanas, Puerto Rico, Puerto Rico | Canóvanas | Canovanas | 18.3782 | -65.9056 | Puerto Rico | PR | PRI | Puerto Rico |  | 7351 | 1630023717
Cantaura, Anzoátegui, Venezuela | Cantaura | Cantaura | 9.3005 | -64.3564 | Venezuela | VE | VEN | Anzoátegui | minor | 89552 | 1862715472
Cantemir, Cantemir, Moldova | Cantemir | Cantemir | 46.2781 | 28.2008 | Moldova | MD | MDA | Cantemir | admin | 3429 | 1498973808
Canteras, Murcia, Spain | Canteras | Canteras | 37.6121 | -1.0437 | Spain | ES | ESP | Murcia |  | 10178 | 1724341004
Canterbury, Kent, United Kingdom | Canterbury | Canterbury | 51.28 | 1.08 | United Kingdom | GB | GBR | Kent |  | 55240 | 1826094061
Canterbury, Connecticut, United States | Canterbury | Canterbury | 41.6979 | -71.9998 | United States | US | USA | Connecticut |  | 5074 | 1840034278
Cantley, Quebec, Canada | Cantley | Cantley | 45.5667 | -75.7833 | Canada | CA | CAN | Quebec |  | 10699 | 1124000263
Canton, Ohio, United States | Canton | Canton | 40.8075 | -81.3677 | United States | US | USA | Ohio |  | 269418 | 1840000963
Canton, Georgia, United States | Canton | Canton | 34.2467 | -84.49 | United States | US | USA | Georgia |  | 30528 | 1840014703
Canton, Massachusetts, United States | Canton | Canton | 42.175 | -71.1264 | United States | US | USA | Massachusetts |  | 23134 | 1840053673
Canton, Mississippi, United States | Canton | Canton | 32.5975 | -90.0317 | United States | US | USA | Mississippi |  | 14048 | 1840014872
Canton, Illinois, United States | Canton | Canton | 40.5632 | -90.0409 | United States | US | USA | Illinois |  | 13611 | 1840007212
Canton, New York, United States | Canton | Canton | 44.5802 | -75.1978 | United States | US | USA | New York |  | 11134 | 1840004065
Canton, Connecticut, United States | Canton | Canton | 41.86 | -72.9083 | United States | US | USA | Connecticut |  | 10306 | 1840034294
Canton Township, Pennsylvania, United States | Canton Township | Canton Township | 40.1991 | -80.3009 | United States | US | USA | Pennsylvania |  | 8180 | 1840151796
Canutillo, Texas, United States | Canutillo | Canutillo | 31.9185 | -106.6006 | United States | US | USA | Texas |  | 5061 | 1840018151
Canyon, Texas, United States | Canyon | Canyon | 34.9877 | -101.9178 | United States | US | USA | Texas |  | 16109 | 1840019180
Canyon Lake, Texas, United States | Canyon Lake | Canyon Lake | 29.8761 | -98.2611 | United States | US | USA | Texas |  | 25104 | 1840018260
Canyon Lake, California, United States | Canyon Lake | Canyon Lake | 33.6885 | -117.2621 | United States | US | USA | California |  | 11280 | 1840019301
Cao Bằng, Cao Bằng, Vietnam | Cao Bằng | Cao Bang | 22.6731 | 106.25 | Vietnam | VN | VNM | Cao Bằng | admin | 41112 | 1704552735
Cao Lãnh, Đồng Tháp, Vietnam | Cao Lãnh | Cao Lanh | 10.4603 | 105.6331 | Vietnam | VN | VNM | Đồng Tháp | admin | 149837 | 1704276832
Cap Malheureux, Rivière du Rempart, Mauritius | Cap Malheureux | Cap Malheureux | -19.9861 | 57.6119 | Mauritius | MU | MUS | Rivière du Rempart |  | 5070 | 1480466673
Capanema, Pará, Brazil | Capanema | Capanema | -1.1958 | -47.1808 | Brazil | BR | BRA | Pará |  | 47766 | 1076799309
Capão Bonito, São Paulo, Brazil | Capão Bonito | Capao Bonito | -24.0058 | -48.3494 | Brazil | BR | BRA | São Paulo |  | 47486 | 1076334908
Cape Breton, Nova Scotia, Canada | Cape Breton | Cape Breton | 46.1389 | -60.1931 | Canada | CA | CAN | Nova Scotia |  | 94285 | 1124000383
Cape Canaveral, Florida, United States | Cape Canaveral | Cape Canaveral | 28.3933 | -80.605 | United States | US | USA | Florida |  | 10470 | 1840015091
Cape Coast, Central, Ghana | Cape Coast | Cape Coast | 5.1 | -1.25 | Ghana | GH | GHA | Central | admin | 143015 | 1288506097
Cape Coral, Florida, United States | Cape Coral | Cape Coral | 26.6446 | -81.9956 | United States | US | USA | Florida |  | 668382 | 1840015130
Cape Elizabeth, Maine, United States | Cape Elizabeth | Cape Elizabeth | 43.5891 | -70.238 | United States | US | USA | Maine |  | 9279 | 1840052639
Cape Girardeau, Missouri, United States | Cape Girardeau | Cape Girardeau | 37.3108 | -89.5597 | United States | US | USA | Missouri |  | 56551 | 1840007598
Cape St. Claire, Maryland, United States | Cape St. Claire | Cape St. Claire | 39.0433 | -76.4471 | United States | US | USA | Maryland |  | 8928 | 1840005908
Cape Town, Western Cape, South Africa | Cape Town | Cape Town | -33.925 | 18.425 | South Africa | ZA | ZAF | Western Cape | primary | 433688 | 1710680650
Capela do Alto, São Paulo, Brazil | Capela do Alto | Capela do Alto | -23.4706 | -47.7347 | Brazil | BR | BRA | São Paulo |  | 19482 | 1076545027
Capellen, Capellen, Luxembourg | Capellen | Capellen | 49.6444 | 5.9897 | Luxembourg | LU | LUX | Capellen | admin |  | 1442533571
Capenda Camulemba, Lunda Norte, Angola | Capenda Camulemba | Capenda Camulemba | -9.4196 | 18.43 | Angola | AO | AGO | Lunda Norte |  | 80000 | 1024864144
Cap-Haïtien, Nord, Haiti | Cap-Haïtien | Cap-Haitien | 19.75 | -72.2 | Haiti | HT | HTI | Nord | admin | 190289 | 1332333795
Capilla del Monte, Córdoba, Argentina | Capilla del Monte | Capilla del Monte | -30.85 | -64.5167 | Argentina | AR | ARG | Córdoba |  | 11181 | 1032258122
Capitán Pablo Lagerenza, Alto Paraguay, Paraguay | Capitán Pablo Lagerenza | Capitan Pablo Lagerenza | -19.9161 | -60.7833 | Paraguay | PY | PRY | Alto Paraguay |  | 1200 | 1600527430
Capitão Poço, Pará, Brazil | Capitão Poço | Capitao Poco | -1.7464 | -47.0594 | Brazil | BR | BRA | Pará |  | 32704 | 1076870027
Capitol Hill, , Northern Mariana Islands | Capitol Hill | Capitol Hill | 15.2137 | 145.7546 | Northern Mariana Islands | MP | MNP |  | primary | 2500 | 1580556972
Capitola, California, United States | Capitola | Capitola | 36.9772 | -121.9538 | United States | US | USA | California |  | 10010 | 1840018959
Capivari, São Paulo, Brazil | Capivari | Capivari | -22.995 | -47.5078 | Brazil | BR | BRA | São Paulo |  | 53152 | 1076000098
Čapljina, Bosnia and Herzegovina, Federation of, Bosnia And Herzegovina | Čapljina | Capljina | 43.11 | 17.7 | Bosnia And Herzegovina | BA | BIH | Bosnia and Herzegovina, Federation of | minor | 28122 | 1070896558
Capulhuac, México, Mexico | Capulhuac | Capulhuac | 19.2 | -99.4667 | Mexico | MX | MEX | México | minor | 30838 | 1484829703
Caracaraí, Roraima, Brazil | Caracaraí | Caracarai | 1.8162 | -61.1277 | Brazil | BR | BRA | Roraima |  | 11368 | 1076314585
Caracas, Distrito Capital, Venezuela | Caracas | Caracas | 10.5 | -66.9333 | Venezuela | VE | VEN | Distrito Capital | primary | 1943901 | 1862748204
Caraguatatuba, São Paulo, Brazil | Caraguatatuba | Caraguatatuba | -23.62 | -45.4128 | Brazil | BR | BRA | São Paulo |  | 113317 | 1076107372
Carahue, Araucanía, Chile | Carahue | Carahue | -38.7095 | -73.17 | Chile | CL | CHL | Araucanía |  | 11875 | 1152919462
Carapicuíba, São Paulo, Brazil | Carapicuíba | Carapicuiba | -23.5228 | -46.8358 | Brazil | BR | BRA | São Paulo |  | 392294 | 1076874103
Carás, Ancash, Peru | Carás | Caras | -9.0483 | -77.8108 | Peru | PE | PER | Ancash |  | 23841 | 1604139629
Caratinga, Minas Gerais, Brazil | Caratinga | Caratinga | -19.79 | -42.14 | Brazil | BR | BRA | Minas Gerais |  | 60066 | 1076504581
Caràzinho, Rio Grande do Sul, Brazil | Caràzinho | Carazinho | -28.2839 | -52.7864 | Brazil | BR | BRA | Rio Grande do Sul |  | 59417 | 1076906274
Carbondale, Illinois, United States | Carbondale | Carbondale | 37.7221 | -89.2238 | United States | US | USA | Illinois |  | 65671 | 1840007560
Carbondale, Pennsylvania, United States | Carbondale | Carbondale | 41.5714 | -75.5048 | United States | US | USA | Pennsylvania |  | 8383 | 1840003376
Carbondale, Colorado, United States | Carbondale | Carbondale | 39.3949 | -107.2147 | United States | US | USA | Colorado |  | 7684 | 1840022431
Carcar, Cebu, Philippines | Carcar | Carcar | 10.1167 | 123.6333 | Philippines | PH | PHL | Cebu |  | 119664 | 1608778175
Carcassonne, Occitanie, France | Carcassonne | Carcassonne | 43.21 | 2.35 | France | FR | FRA | Occitanie | minor | 46031 | 1250306687
Cárdenas, Tabasco, Mexico | Cárdenas | Cardenas | 17.983 | -93.367 | Mexico | MX | MEX | Tabasco | minor | 79875 | 1484824578
Cárdenas, San Luis Potosí, Mexico | Cárdenas | Cardenas | 22.0103 | -99.6522 | Mexico | MX | MEX | San Luis Potosí | minor | 15331 | 1484956696
Cárdenas, Matanzas, Cuba | Cárdenas | Cardenas | 23.0428 | -81.2036 | Cuba | CU | CUB | Matanzas | minor | 86700 | 1192582521
Cardonal, Hidalgo, Mexico | Cardonal | Cardonal | 20.6167 | -99.1167 | Mexico | MX | MEX | Hidalgo |  | 15876 | 1484936605
Carei, Satu Mare, Romania | Carei | Carei | 47.69 | 22.47 | Romania | RO | ROU | Satu Mare |  | 21112 | 1642934242
Carencro, Louisiana, United States | Carencro | Carencro | 30.3126 | -92.0387 | United States | US | USA | Louisiana |  | 9449 | 1840015043
Carhué, Buenos Aires, Argentina | Carhué | Carhue | -37.1829 | -62.7333 | Argentina | AR | ARG | Buenos Aires | minor | 7190 | 1032595269
Caribou, Maine, United States | Caribou | Caribou | 46.8662 | -67.9919 | United States | US | USA | Maine |  | 7593 | 1840000145
Carignan, Quebec, Canada | Carignan | Carignan | 45.45 | -73.3 | Canada | CA | CAN | Quebec |  | 9462 | 1124001655
Caripito, Monagas, Venezuela | Caripito | Caripito | 10.111 | -63.1048 | Venezuela | VE | VEN | Monagas | minor | 64955 | 1862107520
Carl Junction, Missouri, United States | Carl Junction | Carl Junction | 37.1668 | -94.5468 | United States | US | USA | Missouri |  | 8274 | 1840007627
Carleton Place, Ontario, Canada | Carleton Place | Carleton Place | 45.1333 | -76.1333 | Canada | CA | CAN | Ontario |  | 11901 | 1124676010
Carletonville, Gauteng, South Africa | Carletonville | Carletonville | -26.3581 | 27.3981 | South Africa | ZA | ZAF | Gauteng |  | 23000 | 1710257170
Carlinville, Illinois, United States | Carlinville | Carlinville | 39.2774 | -89.8761 | United States | US | USA | Illinois |  | 5514 | 1840007366
Carlisle, Cumbria, United Kingdom | Carlisle | Carlisle | 54.891 | -2.944 | United Kingdom | GB | GBR | Cumbria |  | 75306 | 1826843688
Carlisle, Pennsylvania, United States | Carlisle | Carlisle | 40.1999 | -77.2042 | United States | US | USA | Pennsylvania |  | 19198 | 1840001386
Carlisle, Ohio, United States | Carlisle | Carlisle | 39.5807 | -84.3201 | United States | US | USA | Ohio |  | 5446 | 1840007345
Carlisle, Massachusetts, United States | Carlisle | Carlisle | 42.53 | -71.3513 | United States | US | USA | Massachusetts |  | 5186 | 1840053634
Carlos Manuel de Céspedes, Camagüey, Cuba | Carlos Manuel de Céspedes | Carlos Manuel de Cespedes | 21.5767 | -78.2775 | Cuba | CU | CUB | Camagüey | minor | 224488 | 1192400731
Carlow, Carlow, Ireland | Carlow | Carlow | 52.8306 | -6.9317 | Ireland | IE | IRL | Carlow | admin | 24272 | 1372096982
Carlsbad, California, United States | Carlsbad | Carlsbad | 33.1247 | -117.2837 | United States | US | USA | California |  | 115382 | 1840019352
Carlsbad, New Mexico, United States | Carlsbad | Carlsbad | 32.4011 | -104.2389 | United States | US | USA | New Mexico |  | 34031 | 1840019444
Carlstadt, New Jersey, United States | Carlstadt | Carlstadt | 40.8247 | -74.0613 | United States | US | USA | New Jersey |  | 6132 | 1840000895
Carlton, Nottinghamshire, United Kingdom | Carlton | Carlton | 52.967 | -1.088 | United Kingdom | GB | GBR | Nottinghamshire |  | 6881 | 1826277512
Carlton Colville, Suffolk, United Kingdom | Carlton Colville | Carlton Colville | 52.454 | 1.691 | United Kingdom | GB | GBR | Suffolk |  | 8505 | 1826912261
Carluke, South Lanarkshire, United Kingdom | Carluke | Carluke | 55.7337 | -3.8343 | United Kingdom | GB | GBR | South Lanarkshire |  | 13300 | 1826058388
Carmel, Indiana, United States | Carmel | Carmel | 39.965 | -86.146 | United States | US | USA | Indiana |  | 101068 | 1840007260
Carmel, New York, United States | Carmel | Carmel | 41.3898 | -73.7239 | United States | US | USA | New York |  | 34227 | 1840057833
Carmel Hamlet, New York, United States | Carmel Hamlet | Carmel Hamlet | 41.415 | -73.6855 | United States | US | USA | New York |  | 6345 | 1840073604
Carmelo, Colonia, Uruguay | Carmelo | Carmelo | -33.9999 | -58.2847 | Uruguay | UY | URY | Colonia |  | 18041 | 1858670999
Carmi, Illinois, United States | Carmi | Carmi | 38.0863 | -88.1718 | United States | US | USA | Illinois |  | 5111 | 1840007525
Carmichael, California, United States | Carmichael | Carmichael | 38.6337 | -121.323 | United States | US | USA | California |  | 64785 | 1840017579
Carnarvon, Northern Cape, South Africa | Carnarvon | Carnarvon | -30.9667 | 22.1333 | South Africa | ZA | ZAF | Northern Cape |  | 5785 | 1710331786
Carnarvon, Western Australia, Australia | Carnarvon | Carnarvon | -24.8672 | 113.6611 | Australia | AU | AUS | Western Australia |  | 4426 | 1036344209
Carnegie, Pennsylvania, United States | Carnegie | Carnegie | 40.408 | -80.0861 | United States | US | USA | Pennsylvania |  | 7806 | 1840001214
Carney, Maryland, United States | Carney | Carney | 39.405 | -76.5236 | United States | US | USA | Maryland |  | 29743 | 1840005678
Carneys Point, New Jersey, United States | Carneys Point | Carneys Point | 39.6967 | -75.4475 | United States | US | USA | New Jersey |  | 7787 | 1840081665
Carnforth, Lancashire, United Kingdom | Carnforth | Carnforth | 54.123 | -2.766 | United Kingdom | GB | GBR | Lancashire |  | 5560 | 1826876067
Carnikava, Carnikavas Novads, Latvia | Carnikava | Carnikava | 57.1293 | 24.2842 | Latvia | LV | LVA | Carnikavas Novads | admin |  | 1428447982
Carnot, Mambéré-Kadéï, Central African Republic | Carnot | Carnot | 4.9333 | 15.8667 | Central African Republic | CF | CAF | Mambéré-Kadéï |  | 45421 | 1140319605
Carnot-Moon, Pennsylvania, United States | Carnot-Moon | Carnot-Moon | 40.5187 | -80.2178 | United States | US | USA | Pennsylvania |  | 11982 | 1840073606
Carnoustie, Angus, United Kingdom | Carnoustie | Carnoustie | 56.5005 | -2.7147 | United Kingdom | GB | GBR | Angus |  | 11394 | 1826799363
Carol Stream, Illinois, United States | Carol Stream | Carol Stream | 41.9182 | -88.1308 | United States | US | USA | Illinois |  | 39203 | 1840010169
Carolina, Puerto Rico, Puerto Rico | Carolina | Carolina | 18.4054 | -65.9792 | Puerto Rico | PR | PRI | Puerto Rico |  | 140072 | 1630035637
Carolina Beach, North Carolina, United States | Carolina Beach | Carolina Beach | 34.0396 | -77.8966 | United States | US | USA | North Carolina |  | 6399 | 1840015575
Carora, Lara, Venezuela | Carora | Carora | 10.1755 | -70.0828 | Venezuela | VE | VEN | Lara | minor | 112600 | 1862485109
Carouge, Genève, Switzerland | Carouge | Carouge | 46.1817 | 6.1404 | Switzerland | CH | CHE | Genève |  | 22336 | 1756165206
Carpentersville, Illinois, United States | Carpentersville | Carpentersville | 42.1227 | -88.2895 | United States | US | USA | Illinois |  | 37254 | 1840010149
Carpentras, Provence-Alpes-Côte d’Azur, France | Carpentras | Carpentras | 44.0558 | 5.0489 | France | FR | FRA | Provence-Alpes-Côte d’Azur | minor | 28309 | 1250619476
Carpina, Pernambuco, Brazil | Carpina | Carpina | -7.8508 | -35.2547 | Brazil | BR | BRA | Pernambuco |  | 165579 | 1076005200
Carpinteria, California, United States | Carpinteria | Carpinteria | 34.3962 | -119.5118 | United States | US | USA | California |  | 13385 | 1840019187
Carrazeda de Anciães, Bragança, Portugal | Carrazeda de Anciães | Carrazeda de Anciaes | 41.25 | -7.3 | Portugal | PT | PRT | Bragança | minor | 6373 | 1620152961
Carrboro, North Carolina, United States | Carrboro | Carrboro | 35.926 | -79.0878 | United States | US | USA | North Carolina |  | 21190 | 1840015334
Carrefour, Ouest, Haiti | Carrefour | Carrefour | 18.5333 | -72.4 | Haiti | HT | HTI | Ouest |  | 511345 | 1332000098
Carregal do Sal, Viseu, Portugal | Carregal do Sal | Carregal do Sal | 40.4333 | -8 | Portugal | PT | PRT | Viseu |  | 9835 | 1620089281
Carrick on Shannon, Leitrim, Ireland | Carrick on Shannon | Carrick on Shannon | 53.9469 | -8.09 | Ireland | IE | IRL | Leitrim | admin |  | 1372960774
Carrières-sur-Seine, Île-de-France, France | Carrières-sur-Seine | Carrieres-sur-Seine | 48.9108 | 2.2889 | France | FR | FRA | Île-de-France |  | 85191 | 1250595706
Carrigtohill, Cork, Ireland | Carrigtohill | Carrigtohill | 51.9 | -8.2667 | Ireland | IE | IRL | Cork |  | 6665 | 1372316117
Carrizo Springs, Texas, United States | Carrizo Springs | Carrizo Springs | 28.5266 | -99.8589 | United States | US | USA | Texas |  | 6043 | 1840019702
Carroll, Iowa, United States | Carroll | Carroll | 42.0699 | -94.8647 | United States | US | USA | Iowa |  | 9717 | 1840000490
Carroll Township, Pennsylvania, United States | Carroll Township | Carroll Township | 40.1142 | -77.0191 | United States | US | USA | Pennsylvania |  | 6350 | 1840150917
Carroll Township, Pennsylvania, United States | Carroll Township | Carroll Township | 40.1813 | -79.9313 | United States | US | USA | Pennsylvania |  | 5530 | 1840151795
Carroll Township, Pennsylvania, United States | Carroll Township | Carroll Township | 40.3364 | -77.1735 | United States | US | USA | Pennsylvania |  | 5265 | 1840152434
Carrollton, Texas, United States | Carrollton | Carrollton | 32.989 | -96.8999 | United States | US | USA | Texas |  | 139248 | 1840019436
Carrollton, Georgia, United States | Carrollton | Carrollton | 33.5817 | -85.0837 | United States | US | USA | Georgia |  | 47920 | 1840014801
Carrollton, Virginia, United States | Carrollton | Carrollton | 36.9394 | -76.5264 | United States | US | USA | Virginia |  | 6131 | 1840024808
Carrollwood, Florida, United States | Carrollwood | Carrollwood | 28.0577 | -82.5149 | United States | US | USA | Florida |  | 35095 | 1840029026
Carshalton, Sutton, United Kingdom | Carshalton | Carshalton | 51.3652 | -0.1676 | United Kingdom | GB | GBR | Sutton |  | 29917 | 1826112944
Carson, California, United States | Carson | Carson | 33.8374 | -118.2559 | United States | US | USA | California |  | 91394 | 1840019214
Carson City, Nevada, United States | Carson City | Carson City | 39.1512 | -119.7474 | United States | US | USA | Nevada | admin | 58756 | 1840003826
Cartagena, Bolívar, Colombia | Cartagena | Cartagena | 10.4236 | -75.5253 | Colombia | CO | COL | Bolívar | admin | 1036412 | 1170886102
Cartagena, Murcia, Spain | Cartagena | Cartagena | 37.6 | -0.9819 | Spain | ES | ESP | Murcia |  | 214802 | 1724143241
Cartago, Cartago, Costa Rica | Cartago | Cartago | 9.8667 | -83.9167 | Costa Rica | CR | CRI | Cartago | admin | 221733 | 1188911724
Cartago, Valle del Cauca, Colombia | Cartago | Cartago | 4.75 | -75.91 | Colombia | CO | COL | Valle del Cauca | minor | 134827 | 1170225267
Carteret, New Jersey, United States | Carteret | Carteret | 40.5848 | -74.2284 | United States | US | USA | New Jersey |  | 23408 | 1840001331
Cartersville, Georgia, United States | Cartersville | Cartersville | 34.1639 | -84.8007 | United States | US | USA | Georgia |  | 57873 | 1840014701
Carterton, Oxfordshire, United Kingdom | Carterton | Carterton | 51.76 | -1.59 | United Kingdom | GB | GBR | Oxfordshire |  | 15769 | 1826750065
Carterville, Illinois, United States | Carterville | Carterville | 37.763 | -89.0841 | United States | US | USA | Illinois |  | 5847 | 1840007575
Carthage, Missouri, United States | Carthage | Carthage | 37.1503 | -94.3225 | United States | US | USA | Missouri |  | 15892 | 1840007629
Carthage, Texas, United States | Carthage | Carthage | 32.1526 | -94.3368 | United States | US | USA | Texas |  | 6158 | 1840019497
Caruaru, Pernambuco, Brazil | Caruaru | Caruaru | -8.28 | -35.98 | Brazil | BR | BRA | Pernambuco |  | 242094 | 1076397475
Carúpano, Sucre, Venezuela | Carúpano | Carupano | 10.6722 | -63.2403 | Venezuela | VE | VEN | Sucre | minor | 173877 | 1862777685
Caruthersville, Missouri, United States | Caruthersville | Caruthersville | 36.1814 | -89.6664 | United States | US | USA | Missouri |  | 5017 | 1840007669
Carver, Massachusetts, United States | Carver | Carver | 41.8739 | -70.7563 | United States | US | USA | Massachusetts |  | 11661 | 1840053565
Carver, Minnesota, United States | Carver | Carver | 44.76 | -93.6305 | United States | US | USA | Minnesota |  | 5046 | 1840006758
Cary, North Carolina, United States | Cary | Cary | 35.782 | -78.8191 | United States | US | USA | North Carolina |  | 170282 | 1840016196
Cary, Illinois, United States | Cary | Cary | 42.2129 | -88.2493 | United States | US | USA | Illinois |  | 18067 | 1840010109
Casa Branca, São Paulo, Brazil | Casa Branca | Casa Branca | -21.7739 | -47.0858 | Brazil | BR | BRA | São Paulo |  | 29877 | 1076748418
Casa de Oro-Mount Helix, California, United States | Casa de Oro-Mount Helix | Casa de Oro-Mount Helix | 32.764 | -116.9687 | United States | US | USA | California |  | 19635 | 1840073904
Casa Grande, Arizona, United States | Casa Grande | Casa Grande | 32.9068 | -111.7624 | United States | US | USA | Arizona |  | 61966 | 1840019364
Casablanca, Casablanca-Settat, Morocco | Casablanca | Casablanca | 33.5992 | -7.62 | Morocco | MA | MAR | Casablanca-Settat | admin | 4370000 | 1504175315
Casablanca, Valparaíso, Chile | Casablanca | Casablanca | -33.3167 | -71.4167 | Chile | CL | CHL | Valparaíso |  | 21874 | 1152471983
Casas Adobes, Arizona, United States | Casas Adobes | Casas Adobes | 32.3423 | -111.0114 | United States | US | USA | Arizona |  | 69615 | 1840018108
Cascades, Virginia, United States | Cascades | Cascades | 39.0464 | -77.3874 | United States | US | USA | Virginia |  | 11670 | 1840041712
Cascavel, Paraná, Brazil | Cascavel | Cascavel | -24.9558 | -53.4553 | Brazil | BR | BRA | Paraná |  | 257172 | 1076509946
Caseros, Buenos Aires, Argentina | Caseros | Caseros | -34.6167 | -58.5333 | Argentina | AR | ARG | Buenos Aires | minor | 95785 | 1032500630
Caserta, Campania, Italy | Caserta | Caserta | 41.0667 | 14.3333 | Italy | IT | ITA | Campania | minor | 75561 | 1380614087
Casilda, Santa Fe, Argentina | Casilda | Casilda | -33.0442 | -61.1681 | Argentina | AR | ARG | Santa Fe | minor | 35058 | 1032000005
Casino, New South Wales, Australia | Casino | Casino | -28.8483 | 153.0511 | Australia | AU | AUS | New South Wales |  | 10914 | 1036855900
Čáslav, Středočeský Kraj, Czechia | Čáslav | Caslav | 49.911 | 15.3898 | Czechia | CZ | CZE | Středočeský Kraj |  | 10322 | 1203177244
Casma, Ancash, Peru | Casma | Casma | -9.4742 | -78.3106 | Peru | PE | PER | Ancash |  | 30000 | 1604136455
Casper, Wyoming, United States | Casper | Casper | 42.842 | -106.3207 | United States | US | USA | Wyoming |  | 67598 | 1840038324
Casselberry, Florida, United States | Casselberry | Casselberry | 28.6625 | -81.3218 | United States | US | USA | Florida |  | 28757 | 1840015088
Castaic, California, United States | Castaic | Castaic | 34.4818 | -118.6317 | United States | US | USA | California |  | 18921 | 1840022826
Castanhal, Pará, Brazil | Castanhal | Castanhal | -1.2939 | -47.9264 | Brazil | BR | BRA | Pará |  | 137406 | 1076216938
Castaños, Coahuila de Zaragoza, Mexico | Castaños | Castanos | 26.7833 | -101.4167 | Mexico | MX | MEX | Coahuila de Zaragoza | minor | 22401 | 1484472740
Castelar, Buenos Aires, Argentina | Castelar | Castelar | -34.65 | -58.65 | Argentina | AR | ARG | Buenos Aires |  | 107786 | 1032123891
Castellammare di Stabia, Campania, Italy | Castellammare di Stabia | Castellammare di Stabia | 40.7 | 14.4833 | Italy | IT | ITA | Campania |  | 66164 | 1380725803
Castelli, Chaco, Argentina | Castelli | Castelli | -25.95 | -60.6167 | Argentina | AR | ARG | Chaco | minor | 9421 | 1032193694
Castellón de la Plana, Valencia, Spain | Castellón de la Plana | Castellon de la Plana | 39.97 | -0.05 | Spain | ES | ESP | Valencia | minor | 171728 | 1724579885
Castelnau-le-Lez, Occitanie, France | Castelnau-le-Lez | Castelnau-le-Lez | 43.6369 | 3.9019 | France | FR | FRA | Occitanie |  | 20480 | 1250544217
Castelo Branco, Castelo Branco, Portugal | Castelo Branco | Castelo Branco | 39.823 | -7.4931 | Portugal | PT | PRT | Castelo Branco | admin | 56109 | 1620277400
Castelões de Cepeda, Porto, Portugal | Castelões de Cepeda | Casteloes de Cepeda | 41.2008 | -8.3306 | Portugal | PT | PRT | Porto |  | 7299 | 1620020628
Castilho, São Paulo, Brazil | Castilho | Castilho | -20.8722 | -51.4875 | Brazil | BR | BRA | São Paulo |  | 19873 | 1076553673
Castillos, Rocha, Uruguay | Castillos | Castillos | -34.1989 | -53.8575 | Uruguay | UY | URY | Rocha |  | 7541 | 1858885344
Castle Bromwich, Birmingham, United Kingdom | Castle Bromwich | Castle Bromwich | 52.505 | -1.7856 | United Kingdom | GB | GBR | Birmingham |  | 11217 | 1826340302
Castle Donnington, Leicestershire, United Kingdom | Castle Donnington | Castle Donnington | 52.8444 | -1.3377 | United Kingdom | GB | GBR | Leicestershire |  | 6416 | 1826826582
Castle Pines, Colorado, United States | Castle Pines | Castle Pines | 39.4625 | -104.8706 | United States | US | USA | Colorado |  | 10763 | 1840022456
Castle Rock, Colorado, United States | Castle Rock | Castle Rock | 39.3763 | -104.8535 | United States | US | USA | Colorado |  | 68484 | 1840022455
Castle Shannon, Pennsylvania, United States | Castle Shannon | Castle Shannon | 40.3664 | -80.0194 | United States | US | USA | Pennsylvania |  | 8216 | 1840001215
Castlebar, Mayo, Ireland | Castlebar | Castlebar | 53.85 | -9.3 | Ireland | IE | IRL | Mayo | admin |  | 1372066739
Castleford, Wakefield, United Kingdom | Castleford | Castleford | 53.716 | -1.356 | United Kingdom | GB | GBR | Wakefield |  | 40210 | 1826827675
Castlegar, British Columbia, Canada | Castlegar | Castlegar | 49.3256 | -117.6661 | Canada | CA | CAN | British Columbia |  | 8039 | 1124379972
Castlemaine, Victoria, Australia | Castlemaine | Castlemaine | -37.0636 | 144.2172 | Australia | AU | AUS | Victoria |  | 6757 | 1036572269
Castleton, Rochdale, United Kingdom | Castleton | Castleton | 53.5907 | -2.1737 | United Kingdom | GB | GBR | Rochdale |  | 10159 | 1826243181
Castres, Occitanie, France | Castres | Castres | 43.6 | 2.25 | France | FR | FRA | Occitanie | minor | 41636 | 1250134275
Castries, Castries, Saint Lucia | Castries | Castries | 14.0167 | -60.9833 | Saint Lucia | LC | LCA | Castries | primary | 70000 | 1662922505
Castro, Paraná, Brazil | Castro | Castro | -24.7893 | -50.0123 | Brazil | BR | BRA | Paraná |  | 42091 | 1076233349
Castro, Los Lagos, Chile | Castro | Castro | -42.4824 | -73.7643 | Chile | CL | CHL | Los Lagos | minor | 33417 | 1152445107
Castro Daire, Viseu, Portugal | Castro Daire | Castro Daire | 40.9 | -7.9333 | Portugal | PT | PRT | Viseu | minor | 15339 | 1620316265
Castro Marim, Faro, Portugal | Castro Marim | Castro Marim | 37.2167 | -7.45 | Portugal | PT | PRT | Faro | minor | 6747 | 1620482248
Castro Valley, California, United States | Castro Valley | Castro Valley | 37.7091 | -122.0631 | United States | US | USA | California |  | 63288 | 1840017620
Castro Verde, Beja, Portugal | Castro Verde | Castro Verde | 37.6976 | -8.0819 | Portugal | PT | PRT | Beja | minor | 7276 | 1620300080
Castrop-Rauxel, North Rhine-Westphalia, Germany | Castrop-Rauxel | Castrop-Rauxel | 51.55 | 7.3167 | Germany | DE | DEU | North Rhine-Westphalia |  | 73425 | 1276873073
Castro-Urdiales, Cantabria, Spain | Castro-Urdiales | Castro-Urdiales | 43.3844 | -3.215 | Spain | ES | ESP | Cantabria |  | 32069 | 1724390704
Castroville, California, United States | Castroville | Castroville | 36.765 | -121.7535 | United States | US | USA | California |  | 6686 | 1840017682
Catacamas, Olancho, Honduras | Catacamas | Catacamas | 14.8 | -85.9 | Honduras | HN | HND | Olancho |  | 44198 | 1340898308
Catalão, Goiás, Brazil | Catalão | Catalao | -18.17 | -47.9419 | Brazil | BR | BRA | Goiás |  | 86647 | 1076169871
Catalina, Arizona, United States | Catalina | Catalina | 32.4848 | -110.8998 | United States | US | USA | Arizona |  | 7635 | 1840018109
Catalina Foothills, Arizona, United States | Catalina Foothills | Catalina Foothills | 32.3041 | -110.8835 | United States | US | USA | Arizona |  | 50426 | 1840018110
Catamarca, Catamarca, Argentina | Catamarca | Catamarca | -28.4686 | -65.7792 | Argentina | AR | ARG | Catamarca | admin | 159139 | 1032260908
Catamayo, Loja, Ecuador | Catamayo | Catamayo | -3.9833 | -79.35 | Ecuador | EC | ECU | Loja |  | 22697 | 1218400594
Catanduva, São Paulo, Brazil | Catanduva | Catanduva | -21.14 | -48.98 | Brazil | BR | BRA | São Paulo |  | 109612 | 1076772178
Catania, Sicilia, Italy | Catania | Catania | 37.5027 | 15.0873 | Italy | IT | ITA | Sicilia | minor | 311584 | 1380562508
Cataño, Puerto Rico, Puerto Rico | Cataño | Catano | 18.4415 | -66.1388 | Puerto Rico | PR | PRI | Puerto Rico |  | 24888 | 1630023554
Catanzaro, Calabria, Italy | Catanzaro | Catanzaro | 38.91 | 16.5875 | Italy | IT | ITA | Calabria | admin | 90240 | 1380650072
Catarman, Northern Samar, Philippines | Catarman | Catarman | 12.4989 | 124.6377 | Philippines | PH | PHL | Northern Samar | admin |  | 1608432162
Catasauqua, Pennsylvania, United States | Catasauqua | Catasauqua | 40.6531 | -75.4643 | United States | US | USA | Pennsylvania |  | 6599 | 1840001045
Catbalogan, Samar, Philippines | Catbalogan | Catbalogan | 11.7833 | 124.8833 | Philippines | PH | PHL | Samar | admin | 103879 | 1608878798
Catemaco, Veracruz, Mexico | Catemaco | Catemaco | 18.4167 | -95.1167 | Mexico | MX | MEX | Veracruz | minor | 27615 | 1484469922
Caterham, Surrey, United Kingdom | Caterham | Caterham | 51.2803 | -0.0816 | United Kingdom | GB | GBR | Surrey |  | 21030 | 1826811520
Catford, Lewisham, United Kingdom | Catford | Catford | 51.4452 | -0.0207 | United Kingdom | GB | GBR | Lewisham |  | 44905 | 1826259011
Cathedral City, California, United States | Cathedral City | Cathedral City | 33.8363 | -116.4642 | United States | US | USA | California |  | 55007 | 1840019293
Catia La Mar, Vargas, Venezuela | Catia La Mar | Catia La Mar | 10.6 | -67.0333 | Venezuela | VE | VEN | Vargas | minor | 661897 | 1862657837
Catiguá, São Paulo, Brazil | Catiguá | Catigua | -21.05 | -49.0667 | Brazil | BR | BRA | São Paulo |  | 7603 | 1076476526
Catió, Tombali, Guinea-Bissau | Catió | Catio | 11.2833 | -15.25 | Guinea-Bissau | GW | GNB | Tombali | admin | 26999 | 1624933572
Catonsville, Maryland, United States | Catonsville | Catonsville | 39.2646 | -76.7424 | United States | US | USA | Maryland |  | 41515 | 1840005679
Catoosa, Oklahoma, United States | Catoosa | Catoosa | 36.1832 | -95.7662 | United States | US | USA | Oklahoma |  | 6953 | 1840019048
Catriel, Río Negro, Argentina | Catriel | Catriel | -37.8778 | -67.7917 | Argentina | AR | ARG | Río Negro |  | 17584 | 1032975217
Catskill, New York, United States | Catskill | Catskill | 42.2063 | -73.9435 | United States | US | USA | New York |  | 11399 | 1840004650
Cauquenes, Maule, Chile | Cauquenes | Cauquenes | -35.9671 | -72.3154 | Chile | CL | CHL | Maule | minor | 31362 | 1152787999
Căuşeni, Căuşeni, Moldova | Căuşeni | Causeni | 46.6442 | 29.4139 | Moldova | MD | MDA | Căuşeni | admin | 15939 | 1498826686
Cavaillon, Provence-Alpes-Côte d’Azur, France | Cavaillon | Cavaillon | 43.8375 | 5.0381 | France | FR | FRA | Provence-Alpes-Côte d’Azur |  | 26641 | 1250337002
Cavalero, Washington, United States | Cavalero | Cavalero | 47.9846 | -122.0743 | United States | US | USA | Washington |  | 5320 | 1840041913
Cavan Monaghan, Ontario, Canada | Cavan Monaghan | Cavan Monaghan | 44.2 | -78.4667 | Canada | CA | CAN | Ontario |  | 8829 | 1124001281
Cave Creek, Arizona, United States | Cave Creek | Cave Creek | 33.8513 | -111.9801 | United States | US | USA | Arizona |  | 5838 | 1840022915
Cave Spring, Virginia, United States | Cave Spring | Cave Spring | 37.2254 | -80.0073 | United States | US | USA | Virginia |  | 25793 | 1840006440
Cave Springs, Arkansas, United States | Cave Springs | Cave Springs | 36.2701 | -94.2225 | United States | US | USA | Arkansas |  | 5276 | 1840014440
Caversham, Reading, United Kingdom | Caversham | Caversham | 51.467 | -0.973 | United Kingdom | GB | GBR | Reading |  | 23885 | 1826445684
Cavite City, Cavite, Philippines | Cavite City | Cavite City | 14.4833 | 120.9 | Philippines | PH | PHL | Cavite |  | 102806 | 1608639398
Cawnpore, Uttar Pradesh, India | Cawnpore | Cawnpore | 26.4725 | 80.3311 | India | IN | IND | Uttar Pradesh |  | 2701324 | 1356575238
Caxias, Maranhão, Brazil | Caxias | Caxias | -4.833 | -43.35 | Brazil | BR | BRA | Maranhão |  | 134640 | 1076325693
Caxias do Sul, Rio Grande do Sul, Brazil | Caxias do Sul | Caxias do Sul | -29.18 | -51.17 | Brazil | BR | BRA | Rio Grande do Sul |  | 381270 | 1076809957
Caxito, Bengo, Angola | Caxito | Caxito | -8.6467 | 13.6642 | Angola | AO | AGO | Bengo | admin | 28224 | 1024050171
Cayambe, Pichincha, Ecuador | Cayambe | Cayambe | 0.0439 | -78.1561 | Ecuador | EC | ECU | Pichincha |  | 39028 | 1218475970
Cayce, South Carolina, United States | Cayce | Cayce | 33.9458 | -81.0433 | United States | US | USA | South Carolina |  | 14009 | 1840014734
Cayenne, , French Guiana | Cayenne | Cayenne | 4.933 | -52.33 | French Guiana | GF | GUF |  | admin | 61550 | 1254304969
Cayey, Puerto Rico, Puerto Rico | Cayey | Cayey | 18.115 | -66.163 | Puerto Rico | PR | PRI | Puerto Rico |  | 14610 | 1630035640
Çayırova, Kocaeli, Turkey | Çayırova | Cayirova | 40.8265 | 29.3745 | Turkey | TR | TUR | Kocaeli | minor | 129655 | 1792546631
Cazenovia, New York, United States | Cazenovia | Cazenovia | 42.9122 | -75.8636 | United States | US | USA | New York |  | 7007 | 1840004360
Cazombo, Moxico, Angola | Cazombo | Cazombo | -11.8896 | 22.9 | Angola | AO | AGO | Moxico |  | 298 | 1024334740
Ceadîr-Lunga, Găgăuzia, Moldova | Ceadîr-Lunga | Ceadir-Lunga | 46.055 | 28.8303 | Moldova | MD | MDA | Găgăuzia |  | 16605 | 1498057941
Cəbrayıl, Cəbrayıl, Azerbaijan | Cəbrayıl | Cabrayil | 39.4 | 47.0261 | Azerbaijan | AZ | AZE | Cəbrayıl | admin |  | 1031379235
Cebu City, Cebu, Philippines | Cebu City | Cebu City | 10.3 | 123.9 | Philippines | PH | PHL | Cebu | admin | 922611 | 1608136151
Cecil, Pennsylvania, United States | Cecil | Cecil | 40.3147 | -80.1943 | United States | US | USA | Pennsylvania |  | 12245 | 1840034893
Cedar City, Utah, United States | Cedar City | Cedar City | 37.6834 | -113.0956 | United States | US | USA | Utah |  | 39995 | 1840018895
Cedar Falls, Iowa, United States | Cedar Falls | Cedar Falls | 42.5195 | -92.4534 | United States | US | USA | Iowa |  | 40536 | 1840006946
Cedar Grove, New Jersey, United States | Cedar Grove | Cedar Grove | 40.8565 | -74.2287 | United States | US | USA | New Jersey |  | 12531 | 1840081752
Cedar Hill, Texas, United States | Cedar Hill | Cedar Hill | 32.581 | -96.9591 | United States | US | USA | Texas |  | 47930 | 1840019433
Cedar Hills, Utah, United States | Cedar Hills | Cedar Hills | 40.4135 | -111.753 | United States | US | USA | Utah |  | 10083 | 1840018754
Cedar Hills, Oregon, United States | Cedar Hills | Cedar Hills | 45.5047 | -122.8051 | United States | US | USA | Oregon |  | 8480 | 1840034716
Cedar Lake, Indiana, United States | Cedar Lake | Cedar Lake | 41.3697 | -87.4383 | United States | US | USA | Indiana |  | 13183 | 1840009259
Cedar Mill, Oregon, United States | Cedar Mill | Cedar Mill | 45.5355 | -122.8006 | United States | US | USA | Oregon |  | 17897 | 1840034678
Cedar Park, Texas, United States | Cedar Park | Cedar Park | 30.5106 | -97.8196 | United States | US | USA | Texas |  | 79462 | 1840019572
Cedar Rapids, Iowa, United States | Cedar Rapids | Cedar Rapids | 41.9665 | -91.6782 | United States | US | USA | Iowa |  | 188038 | 1840000471
Cedarburg, Wisconsin, United States | Cedarburg | Cedarburg | 43.2991 | -87.9887 | United States | US | USA | Wisconsin |  | 11603 | 1840002825
Cedarhurst, New York, United States | Cedarhurst | Cedarhurst | 40.6252 | -73.7278 | United States | US | USA | New York |  | 6633 | 1840005339
Cedartown, Georgia, United States | Cedartown | Cedartown | 34.0223 | -85.2479 | United States | US | USA | Georgia |  | 12819 | 1840014752
Cedral, São Paulo, Brazil | Cedral | Cedral | -20.9028 | -49.2678 | Brazil | BR | BRA | São Paulo |  | 8767 | 1076000902
Ceduna, South Australia, Australia | Ceduna | Ceduna | -32.1167 | 133.6667 | Australia | AU | AUS | South Australia |  | 2157 | 1036725988
Ceerigaabo, Sanaag, Somalia | Ceerigaabo | Ceerigaabo | 10.6162 | 47.3679 | Somalia | SO | SOM | Sanaag | admin |  | 1706173875
Cegléd, Pest, Hungary | Cegléd | Cegled | 47.1772 | 19.7981 | Hungary | HU | HUN | Pest | minor | 35523 | 1348930347
Cehu Silvaniei, Sălaj, Romania | Cehu Silvaniei | Cehu Silvaniei | 47.412 | 23.18 | Romania | RO | ROU | Sălaj |  | 7214 | 1642540391
Ceiba, Puerto Rico, Puerto Rico | Ceiba | Ceiba | 18.265 | -65.6488 | Puerto Rico | PR | PRI | Puerto Rico |  | 5613 | 1630035643
Čelákovice, Středočeský Kraj, Czechia | Čelákovice | Celakovice | 50.1605 | 14.7501 | Czechia | CZ | CZE | Středočeský Kraj |  | 12273 | 1203396532
Celaya, Guanajuato, Mexico | Celaya | Celaya | 20.5222 | -100.8122 | Mexico | MX | MEX | Guanajuato | minor | 468469 | 1484979555
Celebration, Florida, United States | Celebration | Celebration | 28.3102 | -81.551 | United States | US | USA | Florida |  | 9329 | 1840014138
Çeleken, Balkan, Turkmenistan | Çeleken | Celeken | 39.4362 | 53.1226 | Turkmenistan | TM | TKM | Balkan |  | 1206 | 1795554809
Celestún, Yucatán, Mexico | Celestún | Celestun | 20.8583 | -90.4 | Mexico | MX | MEX | Yucatán | minor | 6269 | 1484819687
Cəlilabad, Cəlilabad, Azerbaijan | Cəlilabad | Calilabad | 39.2042 | 48.4958 | Azerbaijan | AZ | AZE | Cəlilabad | admin | 25846 | 1031242117
Celina, Texas, United States | Celina | Celina | 33.3188 | -96.7865 | United States | US | USA | Texas |  | 16299 | 1840019395
Celina, Ohio, United States | Celina | Celina | 40.5551 | -84.5629 | United States | US | USA | Ohio |  | 11285 | 1840007210
Celje, Celje, Slovenia | Celje | Celje | 46.2291 | 15.2641 | Slovenia | SI | SVN | Celje | admin | 37875 | 1705563326
Celldömölk, Vas, Hungary | Celldömölk | Celldomolk | 47.2575 | 17.1525 | Hungary | HU | HUN | Vas | minor | 10646 | 1348592916
Celle, Lower Saxony, Germany | Celle | Celle | 52.6256 | 10.0825 | Germany | DE | DEU | Lower Saxony | minor | 69602 | 1276282135
Celorico da Beira, Guarda, Portugal | Celorico da Beira | Celorico da Beira | 40.6333 | -7.4 | Portugal | PT | PRT | Guarda | minor | 7693 | 1620858442
Celorico de Basto, Braga, Portugal | Celorico de Basto | Celorico de Basto | 41.3869 | -8.0022 | Portugal | PT | PRT | Braga | minor | 20098 | 1620638780
Cencheng, Guangxi, China | Cencheng | Cencheng | 22.9297 | 111.0186 | China | CN | CHN | Guangxi |  | 772113 | 1156000460
Cenon, Nouvelle-Aquitaine, France | Cenon | Cenon | 44.8578 | -0.5317 | France | FR | FRA | Nouvelle-Aquitaine |  | 24729 | 1250260659
Centar Župa, Centar Župa, Macedonia | Centar Župa | Centar Zupa | 41.4788 | 20.5586 | Macedonia | MK | MKD | Centar Župa | admin |  | 1807323094
Centennial, Colorado, United States | Centennial | Centennial | 39.5926 | -104.8674 | United States | US | USA | Colorado |  | 110937 | 1840018792
Center, Texas, United States | Center | Center | 31.793 | -94.1796 | United States | US | USA | Texas |  | 5215 | 1840019528
Center Line, Michigan, United States | Center Line | Center Line | 42.4805 | -83.0274 | United States | US | USA | Michigan |  | 8171 | 1840002419
Center Moriches, New York, United States | Center Moriches | Center Moriches | 40.8015 | -72.796 | United States | US | USA | New York |  | 8395 | 1840005025
Center Point, Alabama, United States | Center Point | Center Point | 33.6446 | -86.6851 | United States | US | USA | Alabama |  | 16110 | 1840014789
Center Township, Pennsylvania, United States | Center Township | Center Township | 40.6483 | -80.2977 | United States | US | USA | Pennsylvania |  | 11551 | 1840144996
Center Township, Pennsylvania, United States | Center Township | Center Township | 40.9218 | -79.9252 | United States | US | USA | Pennsylvania |  | 7723 | 1840149064
Centereach, New York, United States | Centereach | Centereach | 40.8696 | -73.0808 | United States | US | USA | New York |  | 32028 | 1840005026
Centerport, New York, United States | Centerport | Centerport | 40.8943 | -73.3714 | United States | US | USA | New York |  | 5251 | 1840005027
Centerton, Arkansas, United States | Centerton | Centerton | 36.3567 | -94.2971 | United States | US | USA | Arkansas |  | 16244 | 1840014441
Centerville, Ohio, United States | Centerville | Centerville | 39.6339 | -84.1449 | United States | US | USA | Ohio |  | 23703 | 1840007308
Centerville, Utah, United States | Centerville | Centerville | 40.9284 | -111.8849 | United States | US | USA | Utah |  | 17587 | 1840018734
Centerville, Georgia, United States | Centerville | Centerville | 32.6342 | -83.6853 | United States | US | USA | Georgia |  | 7884 | 1840014884
Centerville, South Carolina, United States | Centerville | Centerville | 34.5256 | -82.7161 | United States | US | USA | South Carolina |  | 7303 | 1840134659
Centerville, Iowa, United States | Centerville | Centerville | 40.7294 | -92.8718 | United States | US | USA | Iowa |  | 5299 | 1840001006
Central, Louisiana, United States | Central | Central | 30.5593 | -91.0369 | United States | US | USA | Louisiana |  | 29357 | 1840023139
Central, South Carolina, United States | Central | Central | 34.7234 | -82.7787 | United States | US | USA | South Carolina |  | 5385 | 1840016494
Central City, Kentucky, United States | Central City | Central City | 37.2962 | -87.128 | United States | US | USA | Kentucky |  | 9531 | 1840014378
Central Coast, New South Wales, Australia | Central Coast | Central Coast | -33.42 | 151.3 | Australia | AU | AUS | New South Wales |  | 3026 | 1036067845
Central Elgin, Ontario, Canada | Central Elgin | Central Elgin | 42.7667 | -81.1 | Canada | CA | CAN | Ontario |  | 12607 | 1124000475
Central Falls, Rhode Island, United States | Central Falls | Central Falls | 41.89 | -71.3934 | United States | US | USA | Rhode Island |  | 19568 | 1840003286
Central Huron, Ontario, Canada | Central Huron | Central Huron | 43.63 | -81.57 | Canada | CA | CAN | Ontario |  | 7576 | 1124001983
Central Islip, New York, United States | Central Islip | Central Islip | 40.7837 | -73.1945 | United States | US | USA | New York |  | 31846 | 1840005028
Central Point, Oregon, United States | Central Point | Central Point | 42.3765 | -122.911 | United States | US | USA | Oregon |  | 18848 | 1840018672
Central Saanich, British Columbia, Canada | Central Saanich | Central Saanich | 48.5142 | -123.3839 | Canada | CA | CAN | British Columbia |  | 16814 | 1124000519
Centralia, Washington, United States | Centralia | Centralia | 46.7226 | -122.9696 | United States | US | USA | Washington |  | 42922 | 1840018471
Centralia, Illinois, United States | Centralia | Centralia | 38.5223 | -89.1233 | United States | US | USA | Illinois |  | 16204 | 1840007465
Centre de Flacq, Flacq, Mauritius | Centre de Flacq | Centre de Flacq | -20.2002 | 57.7177 | Mauritius | MU | MUS | Flacq |  | 15791 | 1480176466
Centre Wellington, Ontario, Canada | Centre Wellington | Centre Wellington | 43.7 | -80.3667 | Canada | CA | CAN | Ontario |  | 28191 | 1124000849
Centreville, Virginia, United States | Centreville | Centreville | 38.8391 | -77.4388 | United States | US | USA | Virginia |  | 75452 | 1840006015
Centurion, Gauteng, South Africa | Centurion | Centurion | -25.8603 | 28.1894 | South Africa | ZA | ZAF | Gauteng |  | 236580 | 1710138774
Ceres, California, United States | Ceres | Ceres | 37.5953 | -120.9625 | United States | US | USA | California |  | 48706 | 1840018910
Ceres, Goiás, Brazil | Ceres | Ceres | -15.3033 | -49.6052 | Brazil | BR | BRA | Goiás |  | 18759 | 1076087042
Ceres, Santa Fe, Argentina | Ceres | Ceres | -29.8833 | -61.95 | Argentina | AR | ARG | Santa Fe |  | 14499 | 1032855291
Cergy, Île-de-France, France | Cergy | Cergy | 49.0361 | 2.0631 | France | FR | FRA | Île-de-France | minor | 65177 | 1250553439
Cerklje na Gorenjskem, Cerklje na Gorenjskem, Slovenia | Cerklje na Gorenjskem | Cerklje na Gorenjskem | 46.2542 | 14.4886 | Slovenia | SI | SVN | Cerklje na Gorenjskem | admin |  | 1705820033
Cerknica, Cerknica, Slovenia | Cerknica | Cerknica | 45.7964 | 14.3581 | Slovenia | SI | SVN | Cerknica | admin |  | 1705932096
Cerkno, Cerkno, Slovenia | Cerkno | Cerkno | 46.1256 | 13.9817 | Slovenia | SI | SVN | Cerkno | admin |  | 1705759580
Cerkvenjak, Cerkvenjak, Slovenia | Cerkvenjak | Cerkvenjak | 46.5706 | 15.9436 | Slovenia | SI | SVN | Cerkvenjak | admin |  | 1705808302
Cernavodă, Ialomiţa, Romania | Cernavodă | Cernavoda | 44.3381 | 28.0336 | Romania | RO | ROU | Ialomiţa |  | 17022 | 1642042708
Cerqueira César, São Paulo, Brazil | Cerqueira César | Cerqueira Cesar | -23.0356 | -49.1661 | Brazil | BR | BRA | São Paulo |  | 19109 | 1076534225
Cerquilho Velho, São Paulo, Brazil | Cerquilho Velho | Cerquilho Velho | -23.165 | -47.7436 | Brazil | BR | BRA | São Paulo |  | 45142 | 1076117670
Cërrik, Elbasan, Albania | Cërrik | Cerrik | 41.0333 | 19.9833 | Albania | AL | ALB | Elbasan |  | 6695 | 1008302673
Cerrillos, Salta, Argentina | Cerrillos | Cerrillos | -24.8996 | -65.4833 | Argentina | AR | ARG | Salta | minor | 11498 | 1032917216
Cerritos, California, United States | Cerritos | Cerritos | 33.8677 | -118.0686 | United States | US | USA | California |  | 49859 | 1840019215
Cerritos, San Luis Potosí, Mexico | Cerritos | Cerritos | 22.4275 | -100.2783 | Mexico | MX | MEX | San Luis Potosí | minor | 14804 | 1484001904
Cerro Azul, Veracruz, Mexico | Cerro Azul | Cerro Azul | 21.2 | -97.7331 | Mexico | MX | MEX | Veracruz | minor | 23573 | 1484720981
Cerro de Pasco, Pasco, Peru | Cerro de Pasco | Cerro de Pasco | -10.6864 | -76.2625 | Peru | PE | PER | Pasco | admin | 58899 | 1604446908
Červený Kostelec, Královéhradecký Kraj, Czechia | Červený Kostelec | Cerveny Kostelec | 50.4763 | 16.093 | Czechia | CZ | CZE | Královéhradecký Kraj |  | 8360 | 1203414080
Cesário Lange, São Paulo, Brazil | Cesário Lange | Cesario Lange | -23.2267 | -47.9531 | Brazil | BR | BRA | São Paulo |  | 17163 | 1076669066
Cēsis, Cēsu Novads, Latvia | Cēsis | Cesis | 57.3131 | 25.2747 | Latvia | LV | LVA | Cēsu Novads | admin | 15293 | 1428840269
Česká Kamenice, Ústecký Kraj, Czechia | Česká Kamenice | Ceska Kamenice | 50.7979 | 14.4178 | Czechia | CZ | CZE | Ústecký Kraj |  | 5235 | 1203636633
Česká Lípa, Liberecký Kraj, Czechia | Česká Lípa | Ceska Lipa | 50.6856 | 14.5377 | Czechia | CZ | CZE | Liberecký Kraj |  | 37525 | 1203109242
Česká Skalice, Královéhradecký Kraj, Czechia | Česká Skalice | Ceska Skalice | 50.3947 | 16.0428 | Czechia | CZ | CZE | Královéhradecký Kraj |  | 5047 | 1203777632
Česká Třebová, Pardubický Kraj, Czechia | Česká Třebová | Ceska Trebova | 49.9019 | 16.4473 | Czechia | CZ | CZE | Pardubický Kraj |  | 15384 | 1203262802
České Budějovice, Jihočeský Kraj, Czechia | České Budějovice | Ceske Budejovice | 48.9747 | 14.4747 | Czechia | CZ | CZE | Jihočeský Kraj | admin | 94463 | 1203398046
Český Brod, Středočeský Kraj, Czechia | Český Brod | Cesky Brod | 50.0743 | 14.8609 | Czechia | CZ | CZE | Středočeský Kraj |  | 7049 | 1203723784
Český Krumlov, Jihočeský Kraj, Czechia | Český Krumlov | Cesky Krumlov | 48.811 | 14.3152 | Czechia | CZ | CZE | Jihočeský Kraj |  | 12981 | 1203973467
Český Těšín, Moravskoslezský Kraj, Czechia | Český Těšín | Cesky Tesin | 49.7461 | 18.6262 | Czechia | CZ | CZE | Moravskoslezský Kraj |  | 24297 | 1203518530
Çeşme, İzmir, Turkey | Çeşme | Cesme | 38.32 | 26.3053 | Turkey | TR | TUR | İzmir | minor | 43489 | 1792570179
Cessnock, New South Wales, Australia | Cessnock | Cessnock | -32.8342 | 151.3555 | Australia | AU | AUS | New South Wales |  | 21725 | 1036822046
Cestos City, River Cess, Liberia | Cestos City | Cestos City | 5.4697 | -9.5817 | Liberia | LR | LBR | River Cess | admin | 2578 | 1430708587
Cesvaine, Cesvaines Novads, Latvia | Cesvaine | Cesvaine | 56.9683 | 26.3067 | Latvia | LV | LVA | Cesvaines Novads | admin | 1410 | 1428611306
Cetinje, Cetinje, Montenegro | Cetinje | Cetinje | 42.3933 | 18.9219 | Montenegro | ME | MNE | Cetinje | admin | 13991 | 1499733751
Ceylanpınar, Şanlıurfa, Turkey | Ceylanpınar | Ceylanpinar | 36.9194 | 39.905 | Turkey | TR | TUR | Şanlıurfa | minor | 87684 | 1792768664
Ch’arents’avan, Kotayk’, Armenia | Ch’arents’avan | Ch'arents'avan | 40.4097 | 44.6431 | Armenia | AM | ARM | Kotayk’ |  | 25039 | 1051304472
Ch’iatura, Imereti, Georgia | Ch’iatura | Ch'iatura | 42.2833 | 43.2833 | Georgia | GE | GEO | Imereti | minor | 12803 | 1268109210
Ch’ŏnan, Chungnam, Korea, South | Ch’ŏnan | Ch'onan | 36.8064 | 127.1522 | Korea, South | KR | KOR | Chungnam |  | 651661 | 1410020455
Ch’ŏngjin, Hambuk, Korea, North | Ch’ŏngjin | Ch'ongjin | 41.8 | 129.7831 | Korea, North | KP | PRK | Hambuk | minor | 667929 | 1408498177
Ch’osan-ŭp, Chagang, Korea, North | Ch’osan-ŭp | Ch'osan-up | 40.8255 | 125.8008 | Korea, North | KP | PRK | Chagang |  | 7786 | 1408838898
Ch’ungmu, Gyeongnam, Korea, South | Ch’ungmu | Ch'ungmu | 34.8458 | 128.4236 | Korea, South | KR | KOR | Gyeongnam |  | 137208 | 1410257662
Cha-am, Phetchaburi, Thailand | Cha-am | Cha-am | 12.7997 | 99.9669 | Thailand | TH | THA | Phetchaburi | minor | 35581 | 1764087780
Chābahār, Sīstān va Balūchestān, Iran | Chābahār | Chabahar | 25.2836 | 60.6236 | Iran | IR | IRN | Sīstān va Balūchestān | minor | 106739 | 1364525124
Chabana, Kagoshima, Japan | Chabana | Chabana | 27.0486 | 128.4147 | Japan | JP | JPN | Kagoshima |  | 5032 | 1392090601
Chacabuco, Buenos Aires, Argentina | Chacabuco | Chacabuco | -34.65 | -60.49 | Argentina | AR | ARG | Buenos Aires | minor | 34587 | 1032210547
Chachahuantla, Hidalgo, Mexico | Chachahuantla | Chachahuantla | 20.2756 | -98.1503 | Mexico | MX | MEX | Hidalgo |  | 20619 | 1484829941
Chachapoyas, Amazonas, Peru | Chachapoyas | Chachapoyas | -6.2167 | -77.85 | Peru | PE | PER | Amazonas | admin | 32026 | 1604650674
Chachoengsao, Chachoengsao, Thailand | Chachoengsao | Chachoengsao | 13.6903 | 101.0703 | Thailand | TH | THA | Chachoengsao | admin | 39570 | 1764632382
Chackbay, Louisiana, United States | Chackbay | Chackbay | 29.8817 | -90.7742 | United States | US | USA | Louisiana |  | 5573 | 1840014024
Chadan, Tyva, Russia | Chadan | Chadan | 51.2833 | 91.5667 | Russia | RU | RUS | Tyva |  | 9139 | 1643075116
Chaddesden, Derby, United Kingdom | Chaddesden | Chaddesden | 52.9301 | -1.4383 | United Kingdom | GB | GBR | Derby |  | 13413 | 1826935490
Chādegān, Eşfahān, Iran | Chādegān | Chadegan | 32.7683 | 50.6286 | Iran | IR | IRN | Eşfahān | minor | 7037 | 1364090165
Chadron, Nebraska, United States | Chadron | Chadron | 42.826 | -103.0025 | United States | US | USA | Nebraska |  | 5101 | 1840006893
Chaedŏk, Hambuk, Korea, North | Chaedŏk | Chaedok | 40.6723 | 129.2027 | Korea, North | KP | PRK | Hambuk |  | 187270 | 1408001232
Chagda, Sakha (Yakutiya), Russia | Chagda | Chagda | 60.1 | 133.9 | Russia | RU | RUS | Sakha (Yakutiya) |  | 10 | 1643773533
Chaguanas, Chaguanas, Trinidad And Tobago | Chaguanas | Chaguanas | 10.5144 | -61.4075 | Trinidad And Tobago | TT | TTO | Chaguanas | admin | 83489 | 1780795054
Chaguarama, Anzoátegui, Venezuela | Chaguarama | Chaguarama | 9.2159 | -63.7523 | Venezuela | VE | VEN | Anzoátegui |  | 15000 | 1862477708
Chai Nat, Chai Nat, Thailand | Chai Nat | Chai Nat | 15.1872 | 100.1283 | Thailand | TH | THA | Chai Nat | admin | 12541 | 1764848732
Chaiyaphum, Chaiyaphum, Thailand | Chaiyaphum | Chaiyaphum | 15.8056 | 102.0311 | Thailand | TH | THA | Chaiyaphum | admin | 36923 | 1764784757
Chajarí, Entre Ríos, Argentina | Chajarí | Chajari | -30.7667 | -57.9833 | Argentina | AR | ARG | Entre Ríos |  | 60000 | 1032147348
Chake Chake, Pemba South, Tanzania | Chake Chake | Chake Chake | -5.2395 | 39.77 | Tanzania | TZ | TZA | Pemba South | admin | 49959 | 1834409018
Chakradharpur, Jharkhand, India | Chakradharpur | Chakradharpur | 22.7 | 85.63 | India | IN | IND | Jharkhand |  | 197953 | 1356082013
Chalándri, Attikí, Greece | Chalándri | Chalandri | 38.0167 | 23.8 | Greece | GR | GRC | Attikí | minor | 74192 | 1300443208
Chalástra, Kentrikí Makedonía, Greece | Chalástra | Chalastra | 40.6267 | 22.7322 | Greece | GR | GRC | Kentrikí Makedonía |  | 7270 | 1300506159
Chalatenango, Chalatenango, El Salvador | Chalatenango | Chalatenango | 14.072 | -89.094 | El Salvador | SV | SLV | Chalatenango | admin | 29271 | 1222515741
Chalco, México, Mexico | Chalco | Chalco | 19.2647 | -98.8975 | Mexico | MX | MEX | México | minor | 310130 | 1484834149
Chalco, Nebraska, United States | Chalco | Chalco | 41.1817 | -96.1353 | United States | US | USA | Nebraska |  | 11456 | 1840005176
Chalfont Saint Giles, Buckinghamshire, United Kingdom | Chalfont Saint Giles | Chalfont Saint Giles | 51.632 | -0.576 | United Kingdom | GB | GBR | Buckinghamshire |  | 5925 | 1826361426
Chalfont Saint Peter, Buckinghamshire, United Kingdom | Chalfont Saint Peter | Chalfont Saint Peter | 51.607 | -0.556 | United Kingdom | GB | GBR | Buckinghamshire |  | 12766 | 1826655909
Chalford, Gloucestershire, United Kingdom | Chalford | Chalford | 51.7238 | -2.1491 | United Kingdom | GB | GBR | Gloucestershire |  | 6215 | 1826660998
Chalkída, Stereá Elláda, Greece | Chalkída | Chalkida | 38.4625 | 23.595 | Greece | GR | GRC | Stereá Elláda | minor | 59125 | 1300585149
Challans, Pays de la Loire, France | Challans | Challans | 46.8467 | -1.8781 | France | FR | FRA | Pays de la Loire |  | 20662 | 1250531482
Challapata, Oruro, Bolivia | Challapata | Challapata | -18.9 | -66.7667 | Bolivia | BO | BOL | Oruro |  | 9114 | 1068352309
Chalmette, Louisiana, United States | Chalmette | Chalmette | 29.9437 | -89.9659 | United States | US | USA | Louisiana |  | 23602 | 1840014001
Châlons-en-Champagne, Grand Est, France | Châlons-en-Champagne | Chalons-en-Champagne | 48.9575 | 4.365 | France | FR | FRA | Grand Est | minor | 44753 | 1250720943
Chalon-sur-Saône, Bourgogne-Franche-Comté, France | Chalon-sur-Saône | Chalon-sur-Saone | 46.7806 | 4.8528 | France | FR | FRA | Bourgogne-Franche-Comté | minor | 45096 | 1250630825
Cham, Bavaria, Germany | Cham | Cham | 49.2183 | 12.6658 | Germany | DE | DEU | Bavaria | minor | 16907 | 1276459468
Chaman, Balochistān, Pakistan | Chaman | Chaman | 30.921 | 66.4597 | Pakistan | PK | PAK | Balochistān |  | 107660 | 1586640695
Chambarak, Geghark’unik’, Armenia | Chambarak | Chambarak | 40.5931 | 45.3572 | Armenia | AM | ARM | Geghark’unik’ |  | 5850 | 1051172497
Chambas, Ciego de Ávila, Cuba | Chambas | Chambas | 22.1967 | -78.9133 | Cuba | CU | CUB | Ciego de Ávila | minor | 41000 | 1192803412
Chamberlayne, Virginia, United States | Chamberlayne | Chamberlayne | 37.628 | -77.4288 | United States | US | USA | Virginia |  | 6186 | 1840037466
Chambersburg, Pennsylvania, United States | Chambersburg | Chambersburg | 39.9315 | -77.6556 | United States | US | USA | Pennsylvania |  | 53083 | 1840001410
Chambéry, Auvergne-Rhône-Alpes, France | Chambéry | Chambery | 45.57 | 5.9118 | France | FR | FRA | Auvergne-Rhône-Alpes | minor | 58919 | 1250283861
Chamblee, Georgia, United States | Chamblee | Chamblee | 33.8842 | -84.3008 | United States | US | USA | Georgia |  | 30307 | 1840014775
Chambly, Quebec, Canada | Chambly | Chambly | 45.4311 | -73.2873 | Canada | CA | CAN | Quebec |  | 29120 | 1124345124
Chamgardān, Eşfahān, Iran | Chamgardān | Chamgardan | 32.3933 | 51.3408 | Iran | IR | IRN | Eşfahān |  | 16086 | 1364112093
Chamical, La Rioja, Argentina | Chamical | Chamical | -30.3496 | -66.3167 | Argentina | AR | ARG | La Rioja | minor | 8989 | 1032026963
Chamonix-Mont-Blanc, Auvergne-Rhône-Alpes, France | Chamonix-Mont-Blanc | Chamonix-Mont-Blanc | 45.9222 | 6.8689 | France | FR | FRA | Auvergne-Rhône-Alpes |  | 8611 | 1250219507
Champaign, Illinois, United States | Champaign | Champaign | 40.1144 | -88.2735 | United States | US | USA | Illinois |  | 159443 | 1840007239
Champasak, Champasak, Laos | Champasak | Champasak | 14.8833 | 105.8667 | Laos | LA | LAO | Champasak |  | 13400 | 1418902447
Champdani, West Bengal, India | Champdani | Champdani | 22.8 | 88.37 | India | IN | IND | West Bengal |  | 111251 | 1356132208
Champigny-sur-Marne, Île-de-France, France | Champigny-sur-Marne | Champigny-sur-Marne | 48.8172 | 2.5156 | France | FR | FRA | Île-de-France |  | 77630 | 1250631569
Champion Heights, Ohio, United States | Champion Heights | Champion Heights | 41.3031 | -80.8514 | United States | US | USA | Ohio |  | 6495 | 1840073783
Champlain, Ontario, Canada | Champlain | Champlain | 45.5333 | -74.65 | Canada | CA | CAN | Ontario |  | 8706 | 1124000537
Champlain, New York, United States | Champlain | Champlain | 44.9591 | -73.4324 | United States | US | USA | New York |  | 5643 | 1840004044
Champlin, Minnesota, United States | Champlin | Champlin | 45.1702 | -93.3903 | United States | US | USA | Minnesota |  | 25268 | 1840006746
Champotón, Campeche, Mexico | Champotón | Champoton | 19.35 | -90.7167 | Mexico | MX | MEX | Campeche | minor | 30881 | 1484959684
Champs-Sur-Marne, Île-de-France, France | Champs-Sur-Marne | Champs-Sur-Marne | 48.8529 | 2.6027 | France | FR | FRA | Île-de-France |  | 25041 | 1250001308
Chañaral, Atacama, Chile | Chañaral | Chanaral | -29.0772 | -71.4906 | Chile | CL | CHL | Atacama |  | 13543 | 1152323837
Chancay, Lima, Peru | Chancay | Chancay | -11.5653 | -77.2714 | Peru | PE | PER | Lima |  | 32312 | 1604882367
Chanceford, Pennsylvania, United States | Chanceford | Chanceford | 39.8832 | -76.4757 | United States | US | USA | Pennsylvania |  | 6166 | 1840150918
Chānda, Mahārāshtra, India | Chānda | Chanda | 19.95 | 79.3 | India | IN | IND | Mahārāshtra |  | 595118 | 1356592607
Chandannagar, West Bengal, India | Chandannagar | Chandannagar | 22.8667 | 88.3833 | India | IN | IND | West Bengal |  | 166867 | 1356174802
Chandīgarh, Chandīgarh, India | Chandīgarh | Chandigarh | 30.7353 | 76.7911 | India | IN | IND | Chandīgarh | admin | 1026459 | 1356739179
Chandler, Arizona, United States | Chandler | Chandler | 33.2826 | -111.8516 | United States | US | USA | Arizona |  | 261165 | 1840019309
Chandler, Quebec, Canada | Chandler | Chandler | 48.35 | -64.6833 | Canada | CA | CAN | Quebec |  | 7703 | 1124111932
Chandlers Ford, Hampshire, United Kingdom | Chandlers Ford | Chandlers Ford | 50.984 | -1.3792 | United Kingdom | GB | GBR | Hampshire |  | 21436 | 1826991193
Chang’an, Hunan, China | Chang’an | Chang'an | 29.4761 | 113.448 | China | CN | CHN | Hunan | minor | 537500 | 1156139784
Changchun, Jilin, China | Changchun | Changchun | 43.9 | 125.2 | China | CN | CHN | Jilin | admin | 7674439 | 1156078103
Changde, Hunan, China | Changde | Changde | 29.0397 | 111.6839 | China | CN | CHN | Hunan | minor | 5717200 | 1156449091
Changhua, Changhua, Taiwan | Changhua | Changhua | 24.0667 | 120.5333 | Taiwan | TW | TWN | Changhua | admin | 750000 | 1158439005
Changling, Jilin, China | Changling | Changling | 44.27 | 123.99 | China | CN | CHN | Jilin | minor | 55841 | 1156262573
Changping, Beijing, China | Changping | Changping | 40.2248 | 116.1944 | China | CN | CHN | Beijing |  | 614821 | 1156166828
Changsha, Hunan, China | Changsha | Changsha | 28.1987 | 112.9709 | China | CN | CHN | Hunan | admin | 7044118 | 1156961497
Changsha, Guangdong, China | Changsha | Changsha | 22.3762 | 112.6877 | China | CN | CHN | Guangdong | minor | 699242 | 1156011120
Changshu, Jiangsu, China | Changshu | Changshu | 31.65 | 120.7333 | China | CN | CHN | Jiangsu |  | 1510100 | 1156901538
Changwon, Gyeongnam, Korea, South | Changwon | Changwon | 35.2281 | 128.6811 | Korea, South | KR | KOR | Gyeongnam | admin | 1046054 | 1410592618
Changxing, Fujian, China | Changxing | Changxing | 25.867 | 116.3167 | China | CN | CHN | Fujian |  | 87458 | 1156238244
Changyŏn, Hwangnam, Korea, North | Changyŏn | Changyon | 38.2517 | 125.1021 | Korea, North | KP | PRK | Hwangnam |  | 48984 | 1408492703
Changzhi, Shanxi, China | Changzhi | Changzhi | 36.1953 | 113.097 | China | CN | CHN | Shanxi | minor | 3230000 | 1156057944
Changzhou, Jiangsu, China | Changzhou | Changzhou | 31.8122 | 119.9692 | China | CN | CHN | Jiangsu | minor | 4592431 | 1156185511
Chanhassen, Minnesota, United States | Chanhassen | Chanhassen | 44.8544 | -93.5621 | United States | US | USA | Minnesota |  | 26389 | 1840006759
Chaniá, Kríti, Greece | Chaniá | Chania | 35.5167 | 24.0167 | Greece | GR | GRC | Kríti | minor | 53910 | 1300233408
Channahon, Illinois, United States | Channahon | Channahon | 41.4213 | -88.2593 | United States | US | USA | Illinois |  | 13239 | 1840010214
Channarāyapatna, Karnātaka, India | Channarāyapatna | Channarayapatna | 12.9 | 76.39 | India | IN | IND | Karnātaka |  | 40400 | 1356209573
Channelview, Texas, United States | Channelview | Channelview | 29.7914 | -95.1145 | United States | US | USA | Texas |  | 41930 | 1840018253
Chanthaburi, Chanthaburi, Thailand | Chanthaburi | Chanthaburi | 12.6086 | 102.1039 | Thailand | TH | THA | Chanthaburi | admin | 23835 | 1764151688
Chantilly, Virginia, United States | Chantilly | Chantilly | 38.8868 | -77.4453 | United States | US | USA | Virginia |  | 24559 | 1840006016
Chanute, Kansas, United States | Chanute | Chanute | 37.6695 | -95.4621 | United States | US | USA | Kansas |  | 8983 | 1840001694
Chaohucun, Anhui, China | Chaohucun | Chaohucun | 31.6783 | 117.7353 | China | CN | CHN | Anhui |  | 782000 | 1156671495
Chaoyang, Liaoning, China | Chaoyang | Chaoyang | 41.5757 | 120.4486 | China | CN | CHN | Liaoning |  | 3370000 | 1156706927
Chaozhou, Guangdong, China | Chaozhou | Chaozhou | 23.67 | 116.63 | China | CN | CHN | Guangdong | minor | 2620000 | 1156549118
Chapa de Mota, México, Mexico | Chapa de Mota | Chapa de Mota | 19.8144 | -99.5269 | Mexico | MX | MEX | México | minor | 21746 | 1484616953
Chapadinha, Maranhão, Brazil | Chapadinha | Chapadinha | -3.7417 | -43.3603 | Brazil | BR | BRA | Maranhão |  | 40804 | 1076901443
Chapaev, Batys Qazaqstan, Kazakhstan | Chapaev | Chapaev | 50.1915 | 51.1449 | Kazakhstan | KZ | KAZ | Batys Qazaqstan |  | 6000 | 1398386733
Chapala, Jalisco, Mexico | Chapala | Chapala | 20.2933 | -103.1897 | Mexico | MX | MEX | Jalisco | minor | 21596 | 1484011650
Chapantongo, Hidalgo, Mexico | Chapantongo | Chapantongo | 20.2833 | -99.4 | Mexico | MX | MEX | Hidalgo |  | 11389 | 1484970395
Chaparral, New Mexico, United States | Chaparral | Chaparral | 32.0442 | -106.4061 | United States | US | USA | New Mexico |  | 14793 | 1840018050
Chapayevsk, Samarskaya Oblast’, Russia | Chapayevsk | Chapayevsk | 52.9833 | 49.7167 | Russia | RU | RUS | Samarskaya Oblast’ |  | 72778 | 1643027172
Chapecó, Santa Catarina, Brazil | Chapecó | Chapeco | -27.1 | -52.64 | Brazil | BR | BRA | Santa Catarina |  | 160157 | 1076258255
Chapel en le Frith, Derbyshire, United Kingdom | Chapel en le Frith | Chapel en le Frith | 53.322 | -1.917 | United Kingdom | GB | GBR | Derbyshire |  | 8635 | 1826041922
Chapel Hill, North Carolina, United States | Chapel Hill | Chapel Hill | 35.927 | -79.0391 | United States | US | USA | North Carolina |  | 64051 | 1840016152
Chapelhall, North Lanarkshire, United Kingdom | Chapelhall | Chapelhall | 55.845 | -3.9472 | United Kingdom | GB | GBR | North Lanarkshire |  | 6560 | 1826347870
Chapeltown, Sheffield, United Kingdom | Chapeltown | Chapeltown | 53.462 | -1.466 | United Kingdom | GB | GBR | Sheffield |  | 10043 | 1826155857
Chaplygin, Lipetskaya Oblast’, Russia | Chaplygin | Chaplygin | 53.2417 | 39.9667 | Russia | RU | RUS | Lipetskaya Oblast’ |  | 11802 | 1643946136
Chapulhuacán, Hidalgo, Mexico | Chapulhuacán | Chapulhuacan | 21.1547 | -98.9039 | Mexico | MX | MEX | Hidalgo |  | 20577 | 1484747290
Charagua, Santa Cruz, Bolivia | Charagua | Charagua | -19.7919 | -63.2006 | Bolivia | BO | BOL | Santa Cruz |  | 6780 | 1068232771
Charallave, Miranda, Venezuela | Charallave | Charallave | 10.2431 | -66.8622 | Venezuela | VE | VEN | Miranda | minor | 117707 | 1862753487
Charaña, La Paz, Bolivia | Charaña | Charana | -17.5996 | -69.4666 | Bolivia | BO | BOL | La Paz |  | 197 | 1068774768
Charata, Chaco, Argentina | Charata | Charata | -27.2163 | -61.2 | Argentina | AR | ARG | Chaco | minor | 18297 | 1032241417
Chard, Somerset, United Kingdom | Chard | Chard | 50.8728 | -2.9587 | United Kingdom | GB | GBR | Somerset |  | 13074 | 1826438736
Chardon, Ohio, United States | Chardon | Chardon | 41.5803 | -81.2082 | United States | US | USA | Ohio |  | 8044 | 1840010219
Charenton-le-Pont, Île-de-France, France | Charenton-le-Pont | Charenton-le-Pont | 48.8265 | 2.405 | France | FR | FRA | Île-de-France |  | 30374 | 1250389807
Chārīkār, Parwān, Afghanistan | Chārīkār | Charikar | 35.0183 | 69.1679 | Afghanistan | AF | AFG | Parwān | admin | 53676 | 1004817775
Chari̇̄koṭ, Janakpur, Nepal | Chari̇̄koṭ | Charikot | 27.6667 | 86.0333 | Nepal | NP | NPL | Janakpur |  | 7349 | 1524788609
Charlemagne, Quebec, Canada | Charlemagne | Charlemagne | 45.7167 | -73.4833 | Canada | CA | CAN | Quebec |  | 5853 | 1124185024
Charleroi, Wallonia, Belgium | Charleroi | Charleroi | 50.4167 | 4.4442 | Belgium | BE | BEL | Wallonia | minor | 201816 | 1056263311
Charles City, Iowa, United States | Charles City | Charles City | 43.0644 | -92.6745 | United States | US | USA | Iowa |  | 7359 | 1840000382
Charles Town, West Virginia, United States | Charles Town | Charles Town | 39.2745 | -77.8632 | United States | US | USA | West Virginia |  | 24094 | 1840005759
Charleston, South Carolina, United States | Charleston | Charleston | 32.8153 | -79.9628 | United States | US | USA | South Carolina |  | 628377 | 1840015163
Charleston, West Virginia, United States | Charleston | Charleston | 38.3484 | -81.6323 | United States | US | USA | West Virginia | admin | 138706 | 1840006196
Charleston, Illinois, United States | Charleston | Charleston | 39.4842 | -88.1781 | United States | US | USA | Illinois |  | 20090 | 1840007324
Charleston, Missouri, United States | Charleston | Charleston | 36.9179 | -89.3344 | United States | US | USA | Missouri |  | 5417 | 1840007648
Charlestown, Rhode Island, United States | Charlestown | Charlestown | 41.3972 | -71.6702 | United States | US | USA | Rhode Island |  | 7780 | 1840066130
Charlestown, Indiana, United States | Charlestown | Charlestown | 38.427 | -85.6677 | United States | US | USA | Indiana |  | 7637 | 1840007489
Charlestown, Pennsylvania, United States | Charlestown | Charlestown | 40.0851 | -75.5588 | United States | US | USA | Pennsylvania |  | 5813 | 1840149884
Charlestown, New Hampshire, United States | Charlestown | Charlestown | 43.2469 | -72.3939 | United States | US | USA | New Hampshire |  | 5019 | 1840054717
Charleville, Queensland, Australia | Charleville | Charleville | -26.4016 | 146.2383 | Australia | AU | AUS | Queensland |  | 3335 | 1036575498
Charleville-Mézières, Grand Est, France | Charleville-Mézières | Charleville-Mezieres | 49.7719 | 4.7161 | France | FR | FRA | Grand Est | minor | 46428 | 1250492188
Charlotte, North Carolina, United States | Charlotte | Charlotte | 35.208 | -80.8304 | United States | US | USA | North Carolina |  | 1512923 | 1840014557
Charlotte, Michigan, United States | Charlotte | Charlotte | 42.5662 | -84.8304 | United States | US | USA | Michigan |  | 12703 | 1840003107
Charlottesville, Virginia, United States | Charlottesville | Charlottesville | 38.0375 | -78.4855 | United States | US | USA | Virginia |  | 100416 | 1840001678
Charlottetown, Prince Edward Island, Canada | Charlottetown | Charlottetown | 46.2403 | -63.1347 | Canada | CA | CAN | Prince Edward Island |  | 42602 | 1124897699
Charlton, Massachusetts, United States | Charlton | Charlton | 42.1351 | -71.968 | United States | US | USA | Massachusetts |  | 13482 | 1840053584
Charlton Kings, Gloucestershire, United Kingdom | Charlton Kings | Charlton Kings | 51.8877 | -2.0413 | United Kingdom | GB | GBR | Gloucestershire |  | 10396 | 1826345759
Charmahīn, Eşfahān, Iran | Charmahīn | Charmahin | 32.3375 | 51.1958 | Iran | IR | IRN | Eşfahān |  | 12292 | 1364383489
Charqueada, São Paulo, Brazil | Charqueada | Charqueada | -22.5097 | -47.7781 | Brazil | BR | BRA | São Paulo |  | 16440 | 1076382769
Charsadda, Khyber Pakhtunkhwa, Pakistan | Charsadda | Charsadda | 34.1453 | 71.7308 | Pakistan | PK | PAK | Khyber Pakhtunkhwa | minor | 105414 | 1586928614
Charter Oak, California, United States | Charter Oak | Charter Oak | 34.1025 | -117.8564 | United States | US | USA | California |  | 9760 | 1840017919
Charters Towers, Queensland, Australia | Charters Towers | Charters Towers | -20.1 | 146.2667 | Australia | AU | AUS | Queensland |  | 8120 | 1036733088
Chartiers, Pennsylvania, United States | Chartiers | Chartiers | 40.2504 | -80.2495 | United States | US | USA | Pennsylvania |  | 7945 | 1840151797
Chartres, Centre-Val de Loire, France | Chartres | Chartres | 48.456 | 1.484 | France | FR | FRA | Centre-Val de Loire | minor | 38578 | 1250325561
Chascomús, Buenos Aires, Argentina | Chascomús | Chascomus | -35.575 | -58.0089 | Argentina | AR | ARG | Buenos Aires | minor | 21054 | 1032352363
Chaska, Minnesota, United States | Chaska | Chaska | 44.8164 | -93.6092 | United States | US | USA | Minnesota |  | 26989 | 1840006760
Chatan, Okinawa, Japan | Chatan | Chatan | 26.32 | 127.7639 | Japan | JP | JPN | Okinawa |  | 28270 | 1392411015
Châteauguay, Quebec, Canada | Châteauguay | Chateauguay | 45.38 | -73.75 | Canada | CA | CAN | Quebec |  | 70812 | 1124437897
Châteauroux, Centre-Val de Loire, France | Châteauroux | Chateauroux | 46.8103 | 1.6911 | France | FR | FRA | Centre-Val de Loire | minor | 43741 | 1250603472
Châtellerault, Nouvelle-Aquitaine, France | Châtellerault | Chatellerault | 46.8178 | 0.5461 | France | FR | FRA | Nouvelle-Aquitaine | minor | 31840 | 1250127354
Châtenay-Malabry, Île-de-France, France | Châtenay-Malabry | Chatenay-Malabry | 48.7653 | 2.2781 | France | FR | FRA | Île-de-France |  | 33286 | 1250512323
Chatham, Ontario, Canada | Chatham | Chatham | 42.4229 | -82.1324 | Canada | CA | CAN | Ontario |  | 101647 | 1124393373
Chatham, Medway, United Kingdom | Chatham | Chatham | 51.37 | 0.52 | United Kingdom | GB | GBR | Medway |  | 76792 | 1826765672
Chatham, Illinois, United States | Chatham | Chatham | 39.6733 | -89.6938 | United States | US | USA | Illinois |  | 13008 | 1840010560
Chatham, New Jersey, United States | Chatham | Chatham | 40.7273 | -74.4289 | United States | US | USA | New Jersey |  | 10378 | 1840000948
Chatham, Massachusetts, United States | Chatham | Chatham | 41.6698 | -69.9755 | United States | US | USA | Massachusetts |  | 6155 | 1840053499
Châtillon, Île-de-France, France | Châtillon | Chatillon | 48.8 | 2.29 | France | FR | FRA | Île-de-France |  | 37355 | 1250813874
Chatou, Île-de-France, France | Chatou | Chatou | 48.8897 | 2.1573 | France | FR | FRA | Île-de-France |  | 30253 | 1250855196
Chatsworth, Ontario, Canada | Chatsworth | Chatsworth | 44.38 | -80.87 | Canada | CA | CAN | Ontario |  | 6630 | 1124525225
Chattanooga, Tennessee, United States | Chattanooga | Chattanooga | 35.0657 | -85.2488 | United States | US | USA | Tennessee |  | 415501 | 1840014569
Chatteris, Cambridgeshire, United Kingdom | Chatteris | Chatteris | 52.456 | 0.055 | United Kingdom | GB | GBR | Cambridgeshire |  | 10453 | 1826618368
Chattogram, Chittagong, Bangladesh | Chattogram | Chattogram | 22.335 | 91.8325 | Bangladesh | BD | BGD | Chittagong | admin | 2581643 | 1050830722
Châu Đốc, An Giang, Vietnam | Châu Đốc | Chau Doc | 10.7 | 105.1167 | Vietnam | VN | VNM | An Giang |  | 157298 | 1704020910
Chauk, Magway, Burma | Chauk | Chauk | 20.9085 | 94.823 | Burma | MM | MMR | Magway |  | 90870 | 1104898616
Chaumont, Grand Est, France | Chaumont | Chaumont | 48.1117 | 5.1389 | France | FR | FRA | Grand Est | minor | 21945 | 1250139461
Chaves, Vila Real, Portugal | Chaves | Chaves | 41.7399 | -7.4707 | Portugal | PT | PRT | Vila Real | minor | 41243 | 1620516049
Chaville, Île-de-France, France | Chaville | Chaville | 48.8086 | 2.1886 | France | FR | FRA | Île-de-France |  | 20520 | 1250122168
Chavinda, Michoacán de Ocampo, Mexico | Chavinda | Chavinda | 20.0167 | -102.45 | Mexico | MX | MEX | Michoacán de Ocampo | minor | 10258 | 1484159886
Chavusy, Mahilyowskaya Voblasts’, Belarus | Chavusy | Chavusy | 53.8 | 30.9667 | Belarus | BY | BLR | Mahilyowskaya Voblasts’ | minor | 10300 | 1112357951
Chaykovskiy, Permskiy Kray, Russia | Chaykovskiy | Chaykovskiy | 56.7667 | 54.1167 | Russia | RU | RUS | Permskiy Kray |  | 83077 | 1643089795
Cheadle, Staffordshire, United Kingdom | Cheadle | Cheadle | 52.9849 | -1.9865 | United Kingdom | GB | GBR | Staffordshire |  | 12165 | 1826424119
Cheadle, Stockport, United Kingdom | Cheadle | Cheadle | 53.3933 | -2.2113 | United Kingdom | GB | GBR | Stockport |  | 5698 | 1826944634
Cheadle Hulme, Stockport, United Kingdom | Cheadle Hulme | Cheadle Hulme | 53.3761 | -2.1897 | United Kingdom | GB | GBR | Stockport |  | 26479 | 1826077491
Cheam, Sutton, United Kingdom | Cheam | Cheam | 51.36 | -0.21 | United Kingdom | GB | GBR | Sutton |  | 10285 | 1826017216
Cheat Lake, West Virginia, United States | Cheat Lake | Cheat Lake | 39.6672 | -79.8565 | United States | US | USA | West Virginia |  | 9337 | 1840005645
Cheb, Karlovarský Kraj, Czechia | Cheb | Cheb | 50.0798 | 12.374 | Czechia | CZ | CZE | Karlovarský Kraj |  | 31977 | 1203676556
Chebarkul, Chelyabinskaya Oblast’, Russia | Chebarkul | Chebarkul | 54.9778 | 60.37 | Russia | RU | RUS | Chelyabinskaya Oblast’ |  | 40378 | 1643618231
Cheboksary, Chuvashiya, Russia | Cheboksary | Cheboksary | 56.1333 | 47.25 | Russia | RU | RUS | Chuvashiya | admin | 489498 | 1643163382
Chech’ŏn, Chungbuk, Korea, South | Chech’ŏn | Chech'on | 37.1361 | 128.2119 | Korea, South | KR | KOR | Chungbuk |  | 136350 | 1410470747
Cheddar, Somerset, United Kingdom | Cheddar | Cheddar | 51.279 | -2.778 | United Kingdom | GB | GBR | Somerset |  | 5755 | 1826363162
Cheddleton, Staffordshire, United Kingdom | Cheddleton | Cheddleton | 53.064 | -2.043 | United Kingdom | GB | GBR | Staffordshire |  | 6311 | 1826205804
Cheektowaga, New York, United States | Cheektowaga | Cheektowaga | 42.9082 | -78.7466 | United States | US | USA | New York |  | 86813 | 1840057976
Chefchaouene, Tanger-Tétouan-Al Hoceïma, Morocco | Chefchaouene | Chefchaouene | 35.1714 | -5.2697 | Morocco | MA | MAR | Tanger-Tétouan-Al Hoceïma |  | 42786 | 1504471687
Chegdomyn, Khabarovskiy Kray, Russia | Chegdomyn | Chegdomyn | 51.1178 | 133.0241 | Russia | RU | RUS | Khabarovskiy Kray |  | 14855 | 1643328181
Chegem Vtoroy, Kabardino-Balkariya, Russia | Chegem Vtoroy | Chegem Vtoroy | 43.5633 | 43.5864 | Russia | RU | RUS | Kabardino-Balkariya |  | 18264 | 1643003953
Chegga, Tiris Zemmour, Mauritania | Chegga | Chegga | 25.3719 | -5.7867 | Mauritania | MR | MRT | Tiris Zemmour |  | 10 | 1478632134
Chehalis, Washington, United States | Chehalis | Chehalis | 46.6638 | -122.965 | United States | US | USA | Washington |  | 7654 | 1840018472
Chekhov, Moskovskaya Oblast’, Russia | Chekhov | Chekhov | 55.1481 | 37.4769 | Russia | RU | RUS | Moskovskaya Oblast’ |  | 70548 | 1643988618
Chelan, Washington, United States | Chelan | Chelan | 47.8414 | -120.0263 | United States | US | USA | Washington |  | 6212 | 1840018369
Chelles, Île-de-France, France | Chelles | Chelles | 48.8833 | 2.6 | France | FR | FRA | Île-de-France |  | 54917 | 1250001485
Chełm, Lubelskie, Poland | Chełm | Chelm | 51.1333 | 23.4833 | Poland | PL | POL | Lubelskie | minor | 63734 | 1616688578
Chełmno, Kujawsko-Pomorskie, Poland | Chełmno | Chelmno | 53.3492 | 18.4261 | Poland | PL | POL | Kujawsko-Pomorskie | minor | 20428 | 1616879030
Chelmsford, Essex, United Kingdom | Chelmsford | Chelmsford | 51.7361 | 0.4798 | United Kingdom | GB | GBR | Essex |  | 111511 | 1826876670
Chelmsford, Massachusetts, United States | Chelmsford | Chelmsford | 42.6 | -71.3631 | United States | US | USA | Massachusetts |  | 35086 | 1840070185
Chełmża, Kujawsko-Pomorskie, Poland | Chełmża | Chelmza | 53.2 | 18.6 | Poland | PL | POL | Kujawsko-Pomorskie |  | 14808 | 1616701343
Chelsea, Massachusetts, United States | Chelsea | Chelsea | 42.3959 | -71.0325 | United States | US | USA | Massachusetts |  | 39690 | 1840000456
Chelsea, Alabama, United States | Chelsea | Chelsea | 33.3255 | -86.6299 | United States | US | USA | Alabama |  | 14126 | 1840014823
Chelsea, Michigan, United States | Chelsea | Chelsea | 42.3132 | -84.0188 | United States | US | USA | Michigan |  | 5837 | 1840006976
Chelsfield, Bromley, United Kingdom | Chelsfield | Chelsfield | 51.3582 | 0.1278 | United Kingdom | GB | GBR | Bromley |  | 14507 | 1826005730
Cheltenham, Gloucestershire, United Kingdom | Cheltenham | Cheltenham | 51.9 | -2.0667 | United Kingdom | GB | GBR | Gloucestershire |  | 116447 | 1826524974
Cheltenham, Pennsylvania, United States | Cheltenham | Cheltenham | 40.0781 | -75.1382 | United States | US | USA | Pennsylvania |  | 37149 | 1840143117
Chelyabinsk, Chelyabinskaya Oblast’, Russia | Chelyabinsk | Chelyabinsk | 55.15 | 61.4 | Russia | RU | RUS | Chelyabinskaya Oblast’ | admin | 1202371 | 1643224011
Chemax, Yucatán, Mexico | Chemax | Chemax | 20.655 | -87.9372 | Mexico | MX | MEX | Yucatán |  | 14885 | 1484867017
Chemnitz, Saxony, Germany | Chemnitz | Chemnitz | 50.8333 | 12.9167 | Germany | DE | DEU | Saxony | minor | 245403 | 1276519956
Chena Ridge, Alaska, United States | Chena Ridge | Chena Ridge | 64.7941 | -148.0357 | United States | US | USA | Alaska |  | 5903 | 1840075179
Chenango, New York, United States | Chenango | Chenango | 42.1954 | -75.8989 | United States | US | USA | New York |  | 10806 | 1840087298
Chêne-Bougeries, Genève, Switzerland | Chêne-Bougeries | Chene-Bougeries | 46.1833 | 6.1833 | Switzerland | CH | CHE | Genève |  | 12215 | 1756147685
Cheney, Washington, United States | Cheney | Cheney | 47.4901 | -117.579 | United States | US | USA | Washington |  | 12497 | 1840018398
Chengde, Hebei, China | Chengde | Chengde | 40.9739 | 117.9322 | China | CN | CHN | Hebei |  | 3610000 | 1156197800
Chengdu, Sichuan, China | Chengdu | Chengdu | 30.6636 | 104.0667 | China | CN | CHN | Sichuan | admin | 11309000 | 1156421555
Chengguan, Henan, China | Chengguan | Chengguan | 35.4599 | 113.7975 | China | CN | CHN | Henan | minor | 740435 | 1156866870
Chengjiao, Henan, China | Chengjiao | Chengjiao | 35.4043 | 114.0593 | China | CN | CHN | Henan | minor | 495744 | 1156571332
Chengjiao Chengguanzhen, Gansu, China | Chengjiao Chengguanzhen | Chengjiao Chengguanzhen | 34.4362 | 104.0306 | China | CN | CHN | Gansu | minor | 67826 | 1156556377
Chengtangcun, Shandong, China | Chengtangcun | Chengtangcun | 35.0833 | 117.15 | China | CN | CHN | Shandong |  | 1603659 | 1156883901
Chengxiang, Jiangsu, China | Chengxiang | Chengxiang | 31.4515 | 121.1043 | China | CN | CHN | Jiangsu | minor | 709500 | 1156254788
Chennai, Tamil Nādu, India | Chennai | Chennai | 13.0825 | 80.275 | India | IN | IND | Tamil Nādu | admin | 11324000 | 1356374944
Chenzhou, Hunan, China | Chenzhou | Chenzhou | 25.7989 | 113.0267 | China | CN | CHN | Hunan | minor | 4581778 | 1156291915
Cheongju, Chungbuk, Korea, South | Cheongju | Cheongju | 36.6372 | 127.4897 | Korea, South | KR | KOR | Chungbuk | admin | 833276 | 1410964361
Chepelare, Smolyan, Bulgaria | Chepelare | Chepelare | 41.7233 | 24.6861 | Bulgaria | BG | BGR | Smolyan |  | 5262 | 1100862358
Chepes, La Rioja, Argentina | Chepes | Chepes | -31.35 | -66.6 | Argentina | AR | ARG | La Rioja | minor | 6020 | 1032137147
Chepstow, Monmouthshire, United Kingdom | Chepstow | Chepstow | 51.642 | -2.675 | United Kingdom | GB | GBR | Monmouthshire |  | 12350 | 1826986519
Cheraw, South Carolina, United States | Cheraw | Cheraw | 34.6955 | -79.9085 | United States | US | USA | South Carolina |  | 7757 | 1840016582
Cherbourg, Normandie, France | Cherbourg | Cherbourg | 49.6504 | -1.65 | France | FR | FRA | Normandie | minor | 60991 | 1250026751
Cheremkhovo, Irkutskaya Oblast’, Russia | Cheremkhovo | Cheremkhovo | 53.15 | 103.0667 | Russia | RU | RUS | Irkutskaya Oblast’ |  | 50819 | 1643007385
Cheremoshna, Kyyivs’ka Oblast’, Ukraine | Cheremoshna | Cheremoshna | 51.3894 | 30.0989 | Ukraine | UA | UKR | Kyyivs’ka Oblast’ |  | 0 | 1804043438
Cherepanovo, Novosibirskaya Oblast’, Russia | Cherepanovo | Cherepanovo | 54.2167 | 83.3667 | Russia | RU | RUS | Novosibirskaya Oblast’ |  | 19610 | 1643646272
Cherepovets, Vologodskaya Oblast’, Russia | Cherepovets | Cherepovets | 59.1333 | 37.9167 | Russia | RU | RUS | Vologodskaya Oblast’ |  | 318856 | 1643937680
Cherkasy, Cherkas’ka Oblast’, Ukraine | Cherkasy | Cherkasy | 49.4444 | 32.0597 | Ukraine | UA | UKR | Cherkas’ka Oblast’ | admin | 276360 | 1804459212
Cherkessk, Karachayevo-Cherkesiya, Russia | Cherkessk | Cherkessk | 44.2222 | 42.0575 | Russia | RU | RUS | Karachayevo-Cherkesiya | admin | 122395 | 1643955713
Cherlak, Omskaya Oblast’, Russia | Cherlak | Cherlak | 54.1605 | 74.82 | Russia | RU | RUS | Omskaya Oblast’ |  | 12122 | 1643336296
Chernihiv, Chernihivs’ka Oblast’, Ukraine | Chernihiv | Chernihiv | 51.5 | 31.3 | Ukraine | UA | UKR | Chernihivs’ka Oblast’ | admin | 294522 | 1804565996
Chernivtsi, Chernivets’ka Oblast’, Ukraine | Chernivtsi | Chernivtsi | 48.2908 | 25.9344 | Ukraine | UA | UKR | Chernivets’ka Oblast’ | admin | 266550 | 1804652872
Chernogolovka, Moskovskaya Oblast’, Russia | Chernogolovka | Chernogolovka | 56.0147 | 38.3897 | Russia | RU | RUS | Moskovskaya Oblast’ |  | 21342 | 1643604279
Chernogorsk, Khakasiya, Russia | Chernogorsk | Chernogorsk | 53.8167 | 91.2833 | Russia | RU | RUS | Khakasiya |  | 75419 | 1643871191
Chernushka, Permskiy Kray, Russia | Chernushka | Chernushka | 56.5 | 56.0833 | Russia | RU | RUS | Permskiy Kray |  | 32952 | 1643534428
Chernyakhovsk, Kaliningradskaya Oblast’, Russia | Chernyakhovsk | Chernyakhovsk | 54.6333 | 21.8167 | Russia | RU | RUS | Kaliningradskaya Oblast’ | minor | 35888 | 1643016647
Chernyshevskiy, Sakha (Yakutiya), Russia | Chernyshevskiy | Chernyshevskiy | 63.0128 | 112.4714 | Russia | RU | RUS | Sakha (Yakutiya) |  | 5137 | 1643326299
Cherry Creek, Colorado, United States | Cherry Creek | Cherry Creek | 39.6094 | -104.8645 | United States | US | USA | Colorado |  | 12601 | 1840028588
Cherry Hill, New Jersey, United States | Cherry Hill | Cherry Hill | 39.9034 | -74.9947 | United States | US | USA | New Jersey |  | 70859 | 1840081685
Cherry Hill, Virginia, United States | Cherry Hill | Cherry Hill | 38.5696 | -77.2895 | United States | US | USA | Virginia |  | 19731 | 1840026712
Cherry Hill Mall, New Jersey, United States | Cherry Hill Mall | Cherry Hill Mall | 39.9384 | -75.0117 | United States | US | USA | New Jersey |  | 13752 | 1840033469
Cherry Hills Village, Colorado, United States | Cherry Hills Village | Cherry Hills Village | 39.6375 | -104.9481 | United States | US | USA | Colorado |  | 6647 | 1840018793
Cherry Hinton, Cambridgeshire, United Kingdom | Cherry Hinton | Cherry Hinton | 52.1849 | 0.176 | United Kingdom | GB | GBR | Cambridgeshire |  | 8780 | 1826045496
Cherry Valley, California, United States | Cherry Valley | Cherry Valley | 33.9797 | -116.9694 | United States | US | USA | California |  | 7755 | 1840017983
Cherryland, California, United States | Cherryland | Cherryland | 37.6792 | -122.1038 | United States | US | USA | California |  | 16387 | 1840028361
Cherryville, North Carolina, United States | Cherryville | Cherryville | 35.3844 | -81.3781 | United States | US | USA | North Carolina |  | 6682 | 1840014589
Cherskiy, Sakha (Yakutiya), Russia | Cherskiy | Cherskiy | 68.7501 | 161.33 | Russia | RU | RUS | Sakha (Yakutiya) |  | 3707 | 1643174283
Chertsey, Surrey, United Kingdom | Chertsey | Chertsey | 51.3902 | -0.5074 | United Kingdom | GB | GBR | Surrey |  | 15967 | 1826578278
Chervonohrad, L’vivs’ka Oblast’, Ukraine | Chervonohrad | Chervonohrad | 50.3822 | 24.2275 | Ukraine | UA | UKR | L’vivs’ka Oblast’ |  | 82395 | 1804958186
Cherykaw, Mahilyowskaya Voblasts’, Belarus | Cherykaw | Cherykaw | 53.5667 | 31.3667 | Belarus | BY | BLR | Mahilyowskaya Voblasts’ | minor | 8000 | 1112416616
Chesapeake, Virginia, United States | Chesapeake | Chesapeake | 36.6778 | -76.3024 | United States | US | USA | Virginia |  | 244835 | 1840003874
Chesapeake Beach, Maryland, United States | Chesapeake Beach | Chesapeake Beach | 38.6881 | -76.5448 | United States | US | USA | Maryland |  | 24845 | 1840006151
Chesapeake Ranch Estates, Maryland, United States | Chesapeake Ranch Estates | Chesapeake Ranch Estates | 38.3574 | -76.4147 | United States | US | USA | Maryland |  | 9732 | 1840026723
Chesham, Buckinghamshire, United Kingdom | Chesham | Chesham | 51.712 | -0.612 | United Kingdom | GB | GBR | Buckinghamshire |  | 21483 | 1826549288
Cheshire, Connecticut, United States | Cheshire | Cheshire | 41.5114 | -72.9036 | United States | US | USA | Connecticut |  | 29208 | 1840044994
Cheshire Village, Connecticut, United States | Cheshire Village | Cheshire Village | 41.5026 | -72.8993 | United States | US | USA | Connecticut |  | 6484 | 1840073562
Cheshunt, Hertfordshire, United Kingdom | Cheshunt | Cheshunt | 51.702 | -0.035 | United Kingdom | GB | GBR | Hertfordshire |  | 44000 | 1826870758
Chester, Pennsylvania, United States | Chester | Chester | 39.8456 | -75.3718 | United States | US | USA | Pennsylvania |  | 34000 | 1840000690
Chester, Cheshire West and Chester, United Kingdom | Chester | Chester | 53.19 | -2.89 | United Kingdom | GB | GBR | Cheshire West and Chester |  | 79645 | 1826441668
Chester, Virginia, United States | Chester | Chester | 37.3531 | -77.4342 | United States | US | USA | Virginia |  | 22144 | 1840006410
Chester, Nova Scotia, Canada | Chester | Chester | 44.65 | -64.3 | Canada | CA | CAN | Nova Scotia |  | 10310 | 1124772236
Chester, South Carolina, United States | Chester | Chester | 34.705 | -81.2132 | United States | US | USA | South Carolina |  | 8967 | 1840014663
Chester, Illinois, United States | Chester | Chester | 37.9199 | -89.8259 | United States | US | USA | Illinois |  | 8082 | 1840007529
Chester, New Jersey, United States | Chester | Chester | 40.7795 | -74.6841 | United States | US | USA | New Jersey |  | 7822 | 1840000949
Chester, New York, United States | Chester | Chester | 41.357 | -74.2769 | United States | US | USA | New York |  | 5866 | 1840004884
Chester, New Hampshire, United States | Chester | Chester | 42.9672 | -71.2509 | United States | US | USA | New Hampshire |  | 5039 | 1840054735
Chesterfield, Missouri, United States | Chesterfield | Chesterfield | 38.6588 | -90.5804 | United States | US | USA | Missouri |  | 47538 | 1840007446
Chesterfield, New Jersey, United States | Chesterfield | Chesterfield | 40.1165 | -74.6459 | United States | US | USA | New Jersey |  | 7516 | 1840081640
Chester-le-Street, Durham, United Kingdom | Chester-le-Street | Chester-le-Street | 54.8594 | -1.5699 | United Kingdom | GB | GBR | Durham |  | 24227 | 1826470602
Chestermere, Alberta, Canada | Chestermere | Chestermere | 51.05 | -113.8225 | Canada | CA | CAN | Alberta |  | 19887 | 1124000371
Chesterton, Indiana, United States | Chesterton | Chesterton | 41.5997 | -87.0548 | United States | US | USA | Indiana |  | 14088 | 1840009267
Chestertown, Maryland, United States | Chestertown | Chestertown | 39.2182 | -76.0714 | United States | US | USA | Maryland |  | 6878 | 1840005798
Chestnut Ridge, New York, United States | Chestnut Ridge | Chestnut Ridge | 41.0829 | -74.0551 | United States | US | USA | New York |  | 8020 | 1840004992
Chestnuthill, Pennsylvania, United States | Chestnuthill | Chestnuthill | 40.9568 | -75.4183 | United States | US | USA | Pennsylvania |  | 16776 | 1840145216
Chetumal, Quintana Roo, Mexico | Chetumal | Chetumal | 18.5036 | -88.3053 | Mexico | MX | MEX | Quintana Roo | admin | 151243 | 1484338031
Cheval, Florida, United States | Cheval | Cheval | 28.1459 | -82.5185 | United States | US | USA | Florida |  | 10603 | 1840028977
Cheverly, Maryland, United States | Cheverly | Cheverly | 38.9254 | -76.914 | United States | US | USA | Maryland |  | 6428 | 1840005984
Cheviot, Ohio, United States | Cheviot | Cheviot | 39.1577 | -84.6139 | United States | US | USA | Ohio |  | 8209 | 1840003813
Chevy Chase, Maryland, United States | Chevy Chase | Chevy Chase | 38.9943 | -77.0737 | United States | US | USA | Maryland |  | 9611 | 1840031323
Cheyenne, Wyoming, United States | Cheyenne | Cheyenne | 41.1351 | -104.79 | United States | US | USA | Wyoming | admin | 79484 | 1840018713
Chiang Mai, Chiang Mai, Thailand | Chiang Mai | Chiang Mai | 18.7889 | 98.9833 | Thailand | TH | THA | Chiang Mai | admin | 132634 | 1764662886
Chiang Rai, Chiang Rai, Thailand | Chiang Rai | Chiang Rai | 19.9094 | 99.8275 | Thailand | TH | THA | Chiang Rai | admin | 70610 | 1764748484
Chiapa de Corzo, Chiapas, Mexico | Chiapa de Corzo | Chiapa de Corzo | 16.7083 | -93.0169 | Mexico | MX | MEX | Chiapas | minor | 45077 | 1484314420
Chiasso, Ticino, Switzerland | Chiasso | Chiasso | 45.8353 | 9.032 | Switzerland | CH | CHE | Ticino |  | 7975 | 1756413890
Chiayi, Chiayi, Taiwan | Chiayi | Chiayi | 23.48 | 120.4497 | Taiwan | TW | TWN | Chiayi | admin | 268622 | 1158867217
Chiba, Chiba, Japan | Chiba | Chiba | 35.6 | 140.1 | Japan | JP | JPN | Chiba | admin | 980203 | 1392107144
Chibemba, Huíla, Angola | Chibemba | Chibemba | -15.7496 | 14.08 | Angola | AO | AGO | Huíla |  | 1502 | 1024009942
Chibia, Huíla, Angola | Chibia | Chibia | -15.1896 | 13.69 | Angola | AO | AGO | Huíla |  | 1411 | 1024017930
Chibougamau, Quebec, Canada | Chibougamau | Chibougamau | 49.9167 | -74.3667 | Canada | CA | CAN | Quebec |  | 7504 | 1124650514
Chibuto, Gaza, Mozambique | Chibuto | Chibuto | -24.6867 | 33.5306 | Mozambique | MZ | MOZ | Gaza |  | 58012 | 1508468789
Chicacole, Andhra Pradesh, India | Chicacole | Chicacole | 18.3 | 83.9 | India | IN | IND | Andhra Pradesh |  | 137944 | 1356141471
Chicago, Illinois, United States | Chicago | Chicago | 41.8373 | -87.6862 | United States | US | USA | Illinois |  | 8604203 | 1840000494
Chicago Heights, Illinois, United States | Chicago Heights | Chicago Heights | 41.5101 | -87.6345 | United States | US | USA | Illinois |  | 29322 | 1840007024
Chicago Ridge, Illinois, United States | Chicago Ridge | Chicago Ridge | 41.7034 | -87.7795 | United States | US | USA | Illinois |  | 13928 | 1840010146
Chichester, West Sussex, United Kingdom | Chichester | Chichester | 50.8365 | -0.7792 | United Kingdom | GB | GBR | West Sussex |  | 26795 | 1826696164
Chichibu, Saitama, Japan | Chichibu | Chichibu | 35.9917 | 139.0856 | Japan | JP | JPN | Saitama |  | 60303 | 1392105662
Chichihualco, Guerrero, Mexico | Chichihualco | Chichihualco | 17.655 | -99.674 | Mexico | MX | MEX | Guerrero | minor | 10690 | 1484534707
Chichimila, Yucatán, Mexico | Chichimila | Chichimila | 20.6308 | -88.2172 | Mexico | MX | MEX | Yucatán |  | 5528 | 1484055870
Chickasaw, Alabama, United States | Chickasaw | Chickasaw | 30.7714 | -88.0793 | United States | US | USA | Alabama |  | 5702 | 1840014986
Chickasha, Oklahoma, United States | Chickasha | Chickasha | 35.041 | -97.9472 | United States | US | USA | Oklahoma |  | 16126 | 1840019169
Chickerell, Dorset, United Kingdom | Chickerell | Chickerell | 50.624 | -2.5047 | United Kingdom | GB | GBR | Dorset |  | 5515 | 1826484672
Chiclayo, Lambayeque, Peru | Chiclayo | Chiclayo | -6.763 | -79.8366 | Peru | PE | PER | Lambayeque | admin | 552508 | 1604799615
Chico, California, United States | Chico | Chico | 39.7575 | -121.8152 | United States | US | USA | California |  | 117668 | 1840018778
Chicoloapan, México, Mexico | Chicoloapan | Chicoloapan | 19.4167 | -98.9 | Mexico | MX | MEX | México | minor | 175053 | 1484980825
Chiconcuac, México, Mexico | Chiconcuac | Chiconcuac | 19.55 | -98.9 | Mexico | MX | MEX | México | minor | 19656 | 1484345092
Chicopee, Massachusetts, United States | Chicopee | Chicopee | 42.1764 | -72.5719 | United States | US | USA | Massachusetts |  | 55126 | 1840000462
Chicureo Abajo, Región Metropolitana, Chile | Chicureo Abajo | Chicureo Abajo | -33.2808 | -70.6366 | Chile | CL | CHL | Región Metropolitana |  | 10975 | 1152232267
Chicxulub Puerto, Yucatán, Mexico | Chicxulub Puerto | Chicxulub Puerto | 21.2939 | -89.6083 | Mexico | MX | MEX | Yucatán |  | 5052 | 1484967062
Chiesanuova, Chiesanuova, San Marino | Chiesanuova | Chiesanuova | 43.9061 | 12.4214 | San Marino | SM | SMR | Chiesanuova | admin |  | 1674546686
Chifeng, Inner Mongolia, China | Chifeng | Chifeng | 42.2663 | 118.9223 | China | CN | CHN | Inner Mongolia | minor | 4376600 | 1156277458
Chigasaki, Kanagawa, Japan | Chigasaki | Chigasaki | 35.3339 | 139.4047 | Japan | JP | JPN | Kanagawa |  | 241887 | 1392346493
Chigwell, Essex, United Kingdom | Chigwell | Chigwell | 51.6225 | 0.0723 | United Kingdom | GB | GBR | Essex |  | 12449 | 1826768266
Chihuahua, Chihuahua, Mexico | Chihuahua | Chihuahua | 28.6353 | -106.0889 | Mexico | MX | MEX | Chihuahua | admin | 878062 | 1484335603
Chikhli, Gujarāt, India | Chikhli | Chikhli | 20.75 | 73.07 | India | IN | IND | Gujarāt |  | 6953 | 1356649674
Chikusei, Ibaraki, Japan | Chikusei | Chikusei | 36.3072 | 139.9831 | Japan | JP | JPN | Ibaraki |  | 100816 | 1392759497
Chikwawa, Chikwawa, Malawi | Chikwawa | Chikwawa | -16.035 | 34.801 | Malawi | MW | MWI | Chikwawa | admin |  | 1454343925
Chilakalūrupet, Andhra Pradesh, India | Chilakalūrupet | Chilakalurupet | 16.0892 | 80.1672 | India | IN | IND | Andhra Pradesh |  | 101398 | 1356065865
Chilapa de Álvarez, Guerrero, Mexico | Chilapa de Álvarez | Chilapa de Alvarez | 17.5944 | -99.1778 | Mexico | MX | MEX | Guerrero | minor | 120790 | 1484562441
Chilca, Lima, Peru | Chilca | Chilca | -12.5196 | -76.74 | Peru | PE | PER | Lima |  | 12884 | 1604361895
Chilcuautla, Hidalgo, Mexico | Chilcuautla | Chilcuautla | 20.3333 | -99.2333 | Mexico | MX | MEX | Hidalgo | minor | 15284 | 1484513510
Childwall, Liverpool, United Kingdom | Childwall | Childwall | 53.395 | -2.881 | United Kingdom | GB | GBR | Liverpool |  | 14085 | 1826133113
Chilecito, La Rioja, Argentina | Chilecito | Chilecito | -29.1667 | -67.5 | Argentina | AR | ARG | La Rioja | minor | 33724 | 1032078195
Chili, New York, United States | Chili | Chili | 43.0845 | -77.7541 | United States | US | USA | New York |  | 28568 | 1840087304
Chililabombwe, Copperbelt, Zambia | Chililabombwe | Chililabombwe | -12.3667 | 27.8333 | Zambia | ZM | ZMB | Copperbelt |  | 90530 | 1894950283
Chillán, Biobío, Chile | Chillán | Chillan | -36.6067 | -72.1033 | Chile | CL | CHL | Biobío | admin | 164270 | 1152082093
Chillán Viejo, Biobío, Chile | Chillán Viejo | Chillan Viejo | -36.6229 | -72.1317 | Chile | CL | CHL | Biobío |  | 27359 | 1152645198
Chillicothe, Ohio, United States | Chillicothe | Chillicothe | 39.3393 | -82.9937 | United States | US | USA | Ohio |  | 31999 | 1840007369
Chillicothe, Missouri, United States | Chillicothe | Chillicothe | 39.7953 | -93.5499 | United States | US | USA | Missouri |  | 9824 | 1840007302
Chillicothe, Illinois, United States | Chillicothe | Chillicothe | 40.9157 | -89.502 | United States | US | USA | Illinois |  | 6012 | 1840007174
Chilliwack, British Columbia, Canada | Chilliwack | Chilliwack | 49.1577 | -121.9509 | Canada | CA | CAN | British Columbia |  | 83788 | 1124531262
Chillum, Maryland, United States | Chillum | Chillum | 38.9667 | -76.979 | United States | US | USA | Maryland |  | 35798 | 1840005948
Chilly-Mazarin, Île-de-France, France | Chilly-Mazarin | Chilly-Mazarin | 48.7025 | 2.3125 | France | FR | FRA | Île-de-France |  | 20181 | 1250986253
Chilpancingo, Guerrero, Mexico | Chilpancingo | Chilpancingo | 17.55 | -99.5 | Mexico | MX | MEX | Guerrero | admin | 187251 | 1484290575
Chilwell, Nottinghamshire, United Kingdom | Chilwell | Chilwell | 52.916 | -1.235 | United Kingdom | GB | GBR | Nottinghamshire |  | 12864 | 1826053843
Chimākurti, Andhra Pradesh, India | Chimākurti | Chimakurti | 15.5819 | 79.868 | India | IN | IND | Andhra Pradesh |  | 30279 | 1356627585
Chimalhuacán, México, Mexico | Chimalhuacán | Chimalhuacan | 19.4167 | -98.9 | Mexico | MX | MEX | México | minor | 614453 | 1484504936
Chimaltenango, Chimaltenango, Guatemala | Chimaltenango | Chimaltenango | 14.662 | -90.82 | Guatemala | GT | GTM | Chimaltenango | admin | 82370 | 1320147012
Chimay, Wallonia, Belgium | Chimay | Chimay | 50.0479 | 4.3173 | Belgium | BE | BEL | Wallonia |  | 9841 | 1056608598
Chimbote, Ancash, Peru | Chimbote | Chimbote | -9.0745 | -78.5936 | Peru | PE | PER | Ancash |  | 497875 | 1604199858
Chimboy Shahri, Qoraqalpog‘iston, Uzbekistan | Chimboy Shahri | Chimboy Shahri | 42.9311 | 59.7708 | Uzbekistan | UZ | UZB | Qoraqalpog‘iston | minor | 36917 | 1860167547
Chimoio, Manica, Mozambique | Chimoio | Chimoio | -19.1167 | 33.45 | Mozambique | MZ | MOZ | Manica | admin | 238976 | 1508460246
China, Kagoshima, Japan | China | China | 27.3336 | 128.5736 | Japan | JP | JPN | Kagoshima |  | 5791 | 1392983200
Chinandega, Chinandega, Nicaragua | Chinandega | Chinandega | 12.6242 | -87.1297 | Nicaragua | NI | NIC | Chinandega | admin | 151707 | 1558172276
Chincha Alta, Ica, Peru | Chincha Alta | Chincha Alta | -13.45 | -76.1333 | Peru | PE | PER | Ica |  | 63671 | 1604035626
Chinchilla, Queensland, Australia | Chinchilla | Chinchilla | -26.7397 | 150.625 | Australia | AU | AUS | Queensland |  | 6612 | 1036824282
Chinchvad, Mahārāshtra, India | Chinchvad | Chinchvad | 18.6278 | 73.8131 | India | IN | IND | Mahārāshtra |  | 1729320 | 1356475483
Chinde, Zambézia, Mozambique | Chinde | Chinde | -18.5833 | 36.4667 | Mozambique | MZ | MOZ | Zambézia |  | 16500 | 1508587868
Chingford, Waltham Forest, United Kingdom | Chingford | Chingford | 51.631 | 0.016 | United Kingdom | GB | GBR | Waltham Forest |  | 66211 | 1826861021
Chingola, Copperbelt, Zambia | Chingola | Chingola | -12.5447 | 27.8708 | Zambia | ZM | ZMB | Copperbelt |  | 147448 | 1894202007
Chinhoyi, Mashonaland West, Zimbabwe | Chinhoyi | Chinhoyi | -17.35 | 30.2 | Zimbabwe | ZW | ZWE | Mashonaland West | admin | 56794 | 1716523245
Chiniot, Punjab, Pakistan | Chiniot | Chiniot | 31.7167 | 72.9833 | Pakistan | PK | PAK | Punjab | minor | 477781 | 1586413435
Chinju, Gyeongnam, Korea, South | Chinju | Chinju | 35.1928 | 128.0847 | Korea, South | KR | KOR | Gyeongnam |  | 337230 | 1410560599
Chinle, Arizona, United States | Chinle | Chinle | 36.1504 | -109.5794 | United States | US | USA | Arizona |  | 5378 | 1840017672
Chinnor, Oxfordshire, United Kingdom | Chinnor | Chinnor | 51.702 | -0.911 | United Kingdom | GB | GBR | Oxfordshire |  | 5924 | 1826124007
Chino, California, United States | Chino | Chino | 33.9836 | -117.6654 | United States | US | USA | California |  | 94371 | 1840019114
Chino, Nagano, Japan | Chino | Chino | 35.9956 | 138.1589 | Japan | JP | JPN | Nagano |  | 55531 | 1392143893
Chino Hills, California, United States | Chino Hills | Chino Hills | 33.9508 | -117.7253 | United States | US | USA | California |  | 83853 | 1840019115
Chino Valley, Arizona, United States | Chino Valley | Chino Valley | 34.7593 | -112.4107 | United States | US | USA | Arizona |  | 12335 | 1840022753
Chinsali, Muchinga, Zambia | Chinsali | Chinsali | -10.5496 | 32.06 | Zambia | ZM | ZMB | Muchinga | admin | 14015 | 1894041491
Chiny, Wallonia, Belgium | Chiny | Chiny | 49.7383 | 5.3433 | Belgium | BE | BEL | Wallonia |  | 5175 | 1056542075
Chíos, Voreío Aigaío, Greece | Chíos | Chios | 38.3725 | 26.1375 | Greece | GR | GRC | Voreío Aigaío | minor | 26850 | 1300169896
Chipata, Eastern, Zambia | Chipata | Chipata | -13.6386 | 32.6453 | Zambia | ZM | ZMB | Eastern | admin | 98416 | 1894816262
Chippenham, Wiltshire, United Kingdom | Chippenham | Chippenham | 51.4585 | -2.1158 | United Kingdom | GB | GBR | Wiltshire |  | 45620 | 1826463257
Chippewa, Pennsylvania, United States | Chippewa | Chippewa | 40.7614 | -80.3791 | United States | US | USA | Pennsylvania |  | 7682 | 1840144997
Chippewa Falls, Wisconsin, United States | Chippewa Falls | Chippewa Falls | 44.9358 | -91.3902 | United States | US | USA | Wisconsin |  | 14366 | 1840002108
Chipping Norton, Oxfordshire, United Kingdom | Chipping Norton | Chipping Norton | 51.94 | -1.55 | United Kingdom | GB | GBR | Oxfordshire |  | 6337 | 1826447113
Chipping Ongar, Essex, United Kingdom | Chipping Ongar | Chipping Ongar | 51.703 | 0.244 | United Kingdom | GB | GBR | Essex |  | 6093 | 1826697064
Chipping Sodbury, South Gloucestershire, United Kingdom | Chipping Sodbury | Chipping Sodbury | 51.538 | -2.394 | United Kingdom | GB | GBR | South Gloucestershire |  | 5045 | 1826082781
Chīpurupalle, Andhra Pradesh, India | Chīpurupalle | Chipurupalle | 18.3 | 83.5667 | India | IN | IND | Andhra Pradesh |  | 14847 | 1356643864
Chiquimula, Chiquimula, Guatemala | Chiquimula | Chiquimula | 14.797 | -89.544 | Guatemala | GT | GTM | Chiquimula | admin | 41521 | 1320041079
Chiquinquirá, Boyacá, Colombia | Chiquinquirá | Chiquinquira | 5.6204 | -73.8199 | Colombia | CO | COL | Boyacá | minor | 53975 | 1170668478
Chiradzulu, Chiradzulu, Malawi | Chiradzulu | Chiradzulu | -15.7167 | 35.2 | Malawi | MW | MWI | Chiradzulu | admin | 1580 | 1454413713
Chīrāla, Andhra Pradesh, India | Chīrāla | Chirala | 15.82 | 80.35 | India | IN | IND | Andhra Pradesh |  | 172826 | 1356100300
Chiramba, Manica, Mozambique | Chiramba | Chiramba | -16.8921 | 34.6559 | Mozambique | MZ | MOZ | Manica |  | 556 | 1508392455
Chirchiq, Toshkent, Uzbekistan | Chirchiq | Chirchiq | 41.4667 | 69.5833 | Uzbekistan | UZ | UZB | Toshkent |  | 159400 | 1860343195
Chiredzi, Masvingo, Zimbabwe | Chiredzi | Chiredzi | -21.0496 | 31.66 | Zimbabwe | ZW | ZWE | Masvingo |  | 28205 | 1716636761
Chiromo, Nsanje, Malawi | Chiromo | Chiromo | -16.55 | 35.1332 | Malawi | MW | MWI | Nsanje |  | 25235 | 1454972056
Chiroqchi, Qashqadaryo, Uzbekistan | Chiroqchi | Chiroqchi | 39.0336 | 66.5739 | Uzbekistan | UZ | UZB | Qashqadaryo |  | 13220 | 1860377999
Chirpan, Stara Zagora, Bulgaria | Chirpan | Chirpan | 42.1994 | 25.3242 | Bulgaria | BG | BGR | Stara Zagora |  | 17522 | 1100767507
Chiryū, Aichi, Japan | Chiryū | Chiryu | 35 | 137.1167 | Japan | JP | JPN | Aichi |  | 72166 | 1392192403
Chisago City, Minnesota, United States | Chisago City | Chisago City | 45.3474 | -92.9116 | United States | US | USA | Minnesota |  | 5224 | 1840000269
Chishui, Guizhou, China | Chishui | Chishui | 28.5902 | 105.6946 | China | CN | CHN | Guizhou |  | 237052 | 1156325764
Chisinau, Chişinău, Moldova | Chisinau | Chisinau | 47.0056 | 28.8575 | Moldova | MD | MDA | Chişinău | primary | 685900 | 1498011437
Chişineu Criş, Arad, Romania | Chişineu Criş | Chisineu Cris | 46.5225 | 21.5158 | Romania | RO | ROU | Arad |  | 7987 | 1642472426
Chislehurst, Bromley, United Kingdom | Chislehurst | Chislehurst | 51.412 | 0.075 | United Kingdom | GB | GBR | Bromley |  | 14831 | 1826578404
Chistopol, Tatarstan, Russia | Chistopol | Chistopol | 55.3648 | 50.6407 | Russia | RU | RUS | Tatarstan |  | 62200 | 1643992511
Chita, Zabaykal’skiy Kray, Russia | Chita | Chita | 52.0333 | 113.5 | Russia | RU | RUS | Zabaykal’skiy Kray | admin | 347088 | 1643036673
Chita, Aichi, Japan | Chita | Chita | 35 | 136.8667 | Japan | JP | JPN | Aichi |  | 83946 | 1392292278
Chitado, Cunene, Angola | Chitado | Chitado | -17.3196 | 13.92 | Angola | AO | AGO | Cunene |  | 500 | 1024158837
Chitila, Ilfov, Romania | Chitila | Chitila | 44.5172 | 25.9753 | Romania | RO | ROU | Ilfov |  | 14184 | 1642960997
Chitipa, Chitipa, Malawi | Chitipa | Chitipa | -9.7019 | 33.27 | Malawi | MW | MWI | Chitipa | admin | 13412 | 1454611219
Chitral, Khyber Pakhtunkhwa, Pakistan | Chitral | Chitral | 35.8511 | 71.7889 | Pakistan | PK | PAK | Khyber Pakhtunkhwa | minor | 31100 | 1586861716
Chitré, Herrera, Panama | Chitré | Chitre | 7.9667 | -80.4333 | Panama | PA | PAN | Herrera | admin | 46191 | 1591257375
Chittaurgarh, Rājasthān, India | Chittaurgarh | Chittaurgarh | 24.8894 | 74.6239 | India | IN | IND | Rājasthān |  | 116406 | 1356110002
Chittoor, Andhra Pradesh, India | Chittoor | Chittoor | 13.2 | 79.1167 | India | IN | IND | Andhra Pradesh |  | 160722 | 1356026391
Chitungwiza, Harare, Zimbabwe | Chitungwiza | Chitungwiza | -18 | 31.1 | Zimbabwe | ZW | ZWE | Harare |  | 340360 | 1716688236
Chivhu, Mashonaland East, Zimbabwe | Chivhu | Chivhu | -19.0211 | 30.8922 | Zimbabwe | ZW | ZWE | Mashonaland East |  | 10263 | 1716626042
Chivilcoy, Buenos Aires, Argentina | Chivilcoy | Chivilcoy | -34.9 | -60.0167 | Argentina | AR | ARG | Buenos Aires | minor | 54514 | 1032269915
Chizhou, Anhui, China | Chizhou | Chizhou | 30.6583 | 117.4849 | China | CN | CHN | Anhui | minor | 1430000 | 1156131504
Chizu, Tottori, Japan | Chizu | Chizu | 35.265 | 134.2267 | Japan | JP | JPN | Tottori |  | 6520 | 1392257762
Chkalov, Sughd, Tajikistan | Chkalov | Chkalov | 40.2386 | 69.6967 | Tajikistan | TJ | TJK | Sughd |  | 29800 | 1762754874
Chkalovsk, Nizhegorodskaya Oblast’, Russia | Chkalovsk | Chkalovsk | 56.7667 | 43.25 | Russia | RU | RUS | Nizhegorodskaya Oblast’ |  | 11462 | 1643806509
Chlef, Chlef, Algeria | Chlef | Chlef | 36.1647 | 1.3317 | Algeria | DZ | DZA | Chlef | admin | 155134 | 1012772239
Chlumec nad Cidlinou, Královéhradecký Kraj, Czechia | Chlumec nad Cidlinou | Chlumec nad Cidlinou | 50.1545 | 15.4603 | Czechia | CZ | CZE | Královéhradecký Kraj |  | 5501 | 1203796935
Chobham, Surrey, United Kingdom | Chobham | Chobham | 51.348 | -0.604 | United Kingdom | GB | GBR | Surrey |  | 7456 | 1826991166
Choceň, Pardubický Kraj, Czechia | Choceň | Chocen | 50.0016 | 16.2231 | Czechia | CZ | CZE | Pardubický Kraj |  | 8648 | 1203284714
Choctaw, Oklahoma, United States | Choctaw | Choctaw | 35.48 | -97.2666 | United States | US | USA | Oklahoma |  | 12674 | 1840019152
Chodov, Karlovarský Kraj, Czechia | Chodov | Chodov | 50.2415 | 12.7534 | Czechia | CZ | CZE | Karlovarský Kraj |  | 13300 | 1203758078
Choele Choel, Río Negro, Argentina | Choele Choel | Choele Choel | -39.2858 | -65.6542 | Argentina | AR | ARG | Río Negro | minor | 10146 | 1032421959
Chōfugaoka, Tōkyō, Japan | Chōfugaoka | Chofugaoka | 35.6506 | 139.5408 | Japan | JP | JPN | Tōkyō |  | 239650 | 1392692794
Choisy-le-Roi, Île-de-France, France | Choisy-le-Roi | Choisy-le-Roi | 48.763 | 2.409 | France | FR | FRA | Île-de-France |  | 45331 | 1250504037
Choix, Sinaloa, Mexico | Choix | Choix | 26.7061 | -108.3219 | Mexico | MX | MEX | Sinaloa | minor | 9306 | 1484806011
Chojnów, Dolnośląskie, Poland | Chojnów | Chojnow | 51.2667 | 15.9333 | Poland | PL | POL | Dolnośląskie |  | 13904 | 1616584715
Chokurdakh, Sakha (Yakutiya), Russia | Chokurdakh | Chokurdakh | 70.6183 | 147.8946 | Russia | RU | RUS | Sakha (Yakutiya) |  | 2506 | 1643382256
Cholet, Pays de la Loire, France | Cholet | Cholet | 47.06 | -0.8783 | France | FR | FRA | Pays de la Loire | minor | 53917 | 1250540016
Cholpon-Ata, Ysyk-Köl, Kyrgyzstan | Cholpon-Ata | Cholpon-Ata | 42.65 | 77.0833 | Kyrgyzstan | KG | KGZ | Ysyk-Köl | minor | 11520 | 1417433118
Cholula de Rivadabia, Puebla, Mexico | Cholula de Rivadabia | Cholula de Rivadabia | 19.0633 | -98.3064 | Mexico | MX | MEX | Puebla |  | 193554 | 1484237822
Choma, Southern, Zambia | Choma | Choma | -16.8095 | 26.97 | Zambia | ZM | ZMB | Southern | admin | 46746 | 1894419971
Chomutov, Ústecký Kraj, Czechia | Chomutov | Chomutov | 50.4628 | 13.4111 | Czechia | CZ | CZE | Ústecký Kraj |  | 48635 | 1203523082
Chon Buri, Chon Buri, Thailand | Chon Buri | Chon Buri | 13.3611 | 100.985 | Thailand | TH | THA | Chon Buri | admin | 29961 | 1764202077
Chōnan, Chiba, Japan | Chōnan | Chonan | 35.3867 | 140.2372 | Japan | JP | JPN | Chiba |  | 7563 | 1392096688
Chonchi, Los Lagos, Chile | Chonchi | Chonchi | -42.6238 | -73.7725 | Chile | CL | CHL | Los Lagos |  | 5632 | 1152428145
Chone, Manabí, Ecuador | Chone | Chone | -0.6833 | -80.1 | Ecuador | EC | ECU | Manabí |  | 52810 | 1218083347
Chŏngju, P’yŏngbuk, Korea, North | Chŏngju | Chongju | 39.65 | 125.3333 | Korea, North | KP | PRK | P’yŏngbuk |  | 189742 | 1408650871
Chongqing, Chongqing, China | Chongqing | Chongqing | 29.55 | 106.5069 | China | CN | CHN | Chongqing | admin | 7739000 | 1156936556
Chongshan, Hainan, China | Chongshan | Chongshan | 18.7787 | 109.5117 | China | CN | CHN | Hainan | minor | 104119 | 1156147494
Chongzuo, Guangxi, China | Chongzuo | Chongzuo | 22.4167 | 107.3667 | China | CN | CHN | Guangxi | minor | 1994285 | 1156438670
Chop, Zakarpats’ka Oblast’, Ukraine | Chop | Chop | 48.4333 | 22.2 | Ukraine | UA | UKR | Zakarpats’ka Oblast’ |  | 8897 | 1804775994
Choppington, Northumberland, United Kingdom | Choppington | Choppington | 55.145 | -1.601 | United Kingdom | GB | GBR | Northumberland |  | 9787 | 1826999025
Chorley, Lancashire, United Kingdom | Chorley | Chorley | 53.653 | -2.632 | United Kingdom | GB | GBR | Lancashire |  | 34667 | 1826477913
Chorleywood, Hertfordshire, United Kingdom | Chorleywood | Chorleywood | 51.65 | -0.51 | United Kingdom | GB | GBR | Hertfordshire |  | 11286 | 1826183168
Chornomors’k, Odes’ka Oblast’, Ukraine | Chornomors’k | Chornomors'k | 46.3017 | 30.6569 | Ukraine | UA | UKR | Odes’ka Oblast’ |  | 59800 | 1804199117
Chortkiv, Ternopil’s’ka Oblast’, Ukraine | Chortkiv | Chortkiv | 49.0167 | 25.8 | Ukraine | UA | UKR | Ternopil’s’ka Oblast’ | minor | 29169 | 1804015197
Chortoq, Namangan, Uzbekistan | Chortoq | Chortoq | 41.0692 | 71.8237 | Uzbekistan | UZ | UZB | Namangan | minor | 35615 | 1860436436
Chorzów, Śląskie, Poland | Chorzów | Chorzow | 50.3 | 18.95 | Poland | PL | POL | Śląskie | minor | 111536 | 1616517871
Chos Malal, Neuquén, Argentina | Chos Malal | Chos Malal | -37.383 | -70.2666 | Argentina | AR | ARG | Neuquén | minor | 8556 | 1032817076
Choshi, Chiba, Japan | Choshi | Choshi | 35.7347 | 140.8267 | Japan | JP | JPN | Chiba |  | 59165 | 1392509915
Chosica, Lima, Peru | Chosica | Chosica | -11.9431 | -76.7094 | Peru | PE | PER | Lima |  | 88606 | 1604040866
Chota, Cajamarca, Peru | Chota | Chota | -6.5614 | -78.6486 | Peru | PE | PER | Cajamarca |  | 54611 | 1604928947
Chotěboř, Vysočina, Czechia | Chotěboř | Chotebor | 49.7208 | 15.6702 | Czechia | CZ | CZE | Vysočina |  | 9178 | 1203957935
Chowchilla, California, United States | Chowchilla | Chowchilla | 37.1095 | -120.2349 | United States | US | USA | California |  | 11583 | 1840018919
Choybalsan, Dornod, Mongolia | Choybalsan | Choybalsan | 48.0706 | 114.5228 | Mongolia | MN | MNG | Dornod | admin | 38150 | 1496921469
Choyr, Govĭsümber, Mongolia | Choyr | Choyr | 46.3611 | 108.3611 | Mongolia | MN | MNG | Govĭsümber | admin |  | 1496514583
Chrastava, Liberecký Kraj, Czechia | Chrastava | Chrastava | 50.817 | 14.9689 | Czechia | CZ | CZE | Liberecký Kraj |  | 6298 | 1203988885
Christchurch, Canterbury, New Zealand | Christchurch | Christchurch | -43.5309 | 172.6365 | New Zealand | NZ | NZL | Canterbury | admin | 377200 | 1554377228
Christchurch, Dorset, United Kingdom | Christchurch | Christchurch | 50.73 | -1.78 | United Kingdom | GB | GBR | Dorset |  | 48368 | 1826669534
Christiansburg, Virginia, United States | Christiansburg | Christiansburg | 37.1411 | -80.4028 | United States | US | USA | Virginia |  | 22473 | 1840006447
Chrudim, Pardubický Kraj, Czechia | Chrudim | Chrudim | 49.9511 | 15.7956 | Czechia | CZ | CZE | Pardubický Kraj |  | 23168 | 1203309920
Chrysoúpoli, Anatolikí Makedonía kai Thráki, Greece | Chrysoúpoli | Chrysoupoli | 40.9833 | 24.7 | Greece | GR | GRC | Anatolikí Makedonía kai Thráki | minor | 8885 | 1300208248
Chrzanów, Małopolskie, Poland | Chrzanów | Chrzanow | 50.1333 | 19.4 | Poland | PL | POL | Małopolskie | minor | 38989 | 1616227522
Chubbuck, Idaho, United States | Chubbuck | Chubbuck | 42.9261 | -112.4624 | United States | US | USA | Idaho |  | 15588 | 1840018667
Chudniv, Zhytomyrs’ka Oblast’, Ukraine | Chudniv | Chudniv | 50.0528 | 28.0969 | Ukraine | UA | UKR | Zhytomyrs’ka Oblast’ | minor | 5583 | 1804716219
Chudovo, Novgorodskaya Oblast’, Russia | Chudovo | Chudovo | 59.1281 | 31.6592 | Russia | RU | RUS | Novgorodskaya Oblast’ |  | 14394 | 1643696989
Chuhuiv, Kharkivs’ka Oblast’, Ukraine | Chuhuiv | Chuhuiv | 49.8353 | 36.6756 | Ukraine | UA | UKR | Kharkivs’ka Oblast’ | minor | 33144 | 1804354882
Chuí, Rio Grande do Sul, Brazil | Chuí | Chui | -33.6908 | -53.4569 | Brazil | BR | BRA | Rio Grande do Sul |  | 5917 | 1076536404
Chukhloma, Kostromskaya Oblast’, Russia | Chukhloma | Chukhloma | 58.75 | 42.7 | Russia | RU | RUS | Kostromskaya Oblast’ |  | 5015 | 1643918369
Chula Vista, California, United States | Chula Vista | Chula Vista | 32.6281 | -117.0145 | United States | US | USA | California |  | 274492 | 1840019350
Chulucanas, Piura, Peru | Chulucanas | Chulucanas | -5.1092 | -80.1625 | Peru | PE | PER | Piura |  | 68835 | 1604692561
Chulumani, La Paz, Bolivia | Chulumani | Chulumani | -16.4102 | -67.5255 | Bolivia | BO | BOL | La Paz |  | 13204 | 1068146431
Chulym, Novosibirskaya Oblast’, Russia | Chulym | Chulym | 55.1 | 80.9667 | Russia | RU | RUS | Novosibirskaya Oblast’ |  | 11216 | 1643503284
Chum Phae, Khon Kaen, Thailand | Chum Phae | Chum Phae | 16.5431 | 102.1104 | Thailand | TH | THA | Khon Kaen | minor | 31597 | 1764511790
Chumbicha, Catamarca, Argentina | Chumbicha | Chumbicha | -28.8666 | -66.2333 | Argentina | AR | ARG | Catamarca | minor | 2572 | 1032994295
Chumikan, Khabarovskiy Kray, Russia | Chumikan | Chumikan | 54.7114 | 135.3145 | Russia | RU | RUS | Khabarovskiy Kray |  | 1305 | 1643639466
Chumphon, Chumphon, Thailand | Chumphon | Chumphon | 10.4939 | 99.18 | Thailand | TH | THA | Chumphon | admin | 33516 | 1764012939
Chumsaeng, Nakhon Sawan, Thailand | Chumsaeng | Chumsaeng | 15.898 | 100.311 | Thailand | TH | THA | Nakhon Sawan | minor | 8426 | 1764781477
Chuncheon, Gangwon, Korea, South | Chuncheon | Chuncheon | 37.8747 | 127.7342 | Korea, South | KR | KOR | Gangwon | admin | 281596 | 1410231130
Chungju, Chungbuk, Korea, South | Chungju | Chungju | 36.9706 | 127.9322 | Korea, South | KR | KOR | Chungbuk |  | 211005 | 1410333057
Chuquicamata, Antofagasta, Chile | Chuquicamata | Chuquicamata | -22.32 | -68.93 | Chile | CL | CHL | Antofagasta |  | 11941 | 1152468996
Chur, Graubünden, Switzerland | Chur | Chur | 46.8521 | 9.5297 | Switzerland | CH | CHE | Graubünden | admin | 35038 | 1756471395
Church, Lancashire, United Kingdom | Church | Church | 53.755 | -2.386 | United Kingdom | GB | GBR | Lancashire |  | 5186 | 1826321995
Church Gresley, Derbyshire, United Kingdom | Church Gresley | Church Gresley | 52.76 | -1.566 | United Kingdom | GB | GBR | Derbyshire |  | 6881 | 1826138074
Church Hill, Tennessee, United States | Church Hill | Church Hill | 36.5204 | -82.715 | United States | US | USA | Tennessee |  | 6664 | 1840014428
Church Point, Nova Scotia, Canada | Church Point | Church Point | 44.3333 | -66.1167 | Canada | CA | CAN | Nova Scotia |  | 8018 | 1124316445
Churchdown, Gloucestershire, United Kingdom | Churchdown | Churchdown | 51.88 | -2.17 | United Kingdom | GB | GBR | Gloucestershire |  | 10990 | 1826299477
Chusovoy, Permskiy Kray, Russia | Chusovoy | Chusovoy | 58.2833 | 57.8167 | Russia | RU | RUS | Permskiy Kray |  | 44779 | 1643341477
Chuxiong, Yunnan, China | Chuxiong | Chuxiong | 25.0461 | 101.5436 | China | CN | CHN | Yunnan |  | 588620 | 1156225985
Chuy, Rocha, Uruguay | Chuy | Chuy | -33.6833 | -53.45 | Uruguay | UY | URY | Rocha |  | 9675 | 1858852364
Chuzhou, Anhui, China | Chuzhou | Chuzhou | 32.3062 | 118.3115 | China | CN | CHN | Anhui |  | 4110000 | 1156036420
Chyhyryn, Cherkas’ka Oblast’, Ukraine | Chyhyryn | Chyhyryn | 49.0833 | 32.6667 | Ukraine | UA | UKR | Cherkas’ka Oblast’ | minor | 8962 | 1804035691
Ciacova, Timiş, Romania | Ciacova | Ciacova | 45.5 | 21.1333 | Romania | RO | ROU | Timiş |  | 5348 | 1642400327
Cibitoke, Cibitoke, Burundi | Cibitoke | Cibitoke | -2.8869 | 29.1248 | Burundi | BI | BDI | Cibitoke | admin |  | 1108176356
Cibla, Ciblas Novads, Latvia | Cibla | Cibla | 56.5498 | 27.8837 | Latvia | LV | LVA | Ciblas Novads | admin |  | 1428931914
Cibolo, Texas, United States | Cibolo | Cibolo | 29.5639 | -98.2123 | United States | US | USA | Texas |  | 31281 | 1840019639
Çiçekdağı, Kırşehir, Turkey | Çiçekdağı | Cicekdagi | 39.6036 | 34.4158 | Turkey | TR | TUR | Kırşehir | minor | 14735 | 1792539032
Cicero, Illinois, United States | Cicero | Cicero | 41.8445 | -87.7593 | United States | US | USA | Illinois |  | 80796 | 1840009186
Cicero, New York, United States | Cicero | Cicero | 43.1664 | -76.0661 | United States | US | USA | New York |  | 31021 | 1840057983
Ćićevac, Ćićevac, Serbia | Ćićevac | Cicevac | 43.7167 | 21.45 | Serbia | RS | SRB | Ćićevac | admin |  | 1688834584
Cidade de Nacala, Nampula, Mozambique | Cidade de Nacala | Cidade de Nacala | -14.5186 | 40.715 | Mozambique | MZ | MOZ | Nampula |  | 224795 | 1508752825
Cidade Velha, Ribeira Grande de Santiago, Cabo Verde | Cidade Velha | Cidade Velha | 14.9167 | -23.6042 | Cabo Verde | CV | CPV | Ribeira Grande de Santiago | admin | 2148 | 1132073400
Cidra, Puerto Rico, Puerto Rico | Cidra | Cidra | 18.1775 | -66.1582 | Puerto Rico | PR | PRI | Puerto Rico |  | 5620 | 1630035647
Ciechanów, Mazowieckie, Poland | Ciechanów | Ciechanow | 52.8817 | 20.6106 | Poland | PL | POL | Mazowieckie | minor | 46112 | 1616466171
Ciechocinek, Kujawsko-Pomorskie, Poland | Ciechocinek | Ciechocinek | 52.8833 | 18.7833 | Poland | PL | POL | Kujawsko-Pomorskie |  | 10874 | 1616015629
Ciego de Ávila, Ciego de Ávila, Cuba | Ciego de Ávila | Ciego de Avila | 21.8481 | -78.7631 | Cuba | CU | CUB | Ciego de Ávila | admin | 143449 | 1192302618
Ciénaga, Magdalena, Colombia | Ciénaga | Cienaga | 11.0104 | -74.25 | Colombia | CO | COL | Magdalena | minor | 131171 | 1170825751
Ciénega de Flores, Nuevo León, Mexico | Ciénega de Flores | Cienega de Flores | 25.95 | -100.1833 | Mexico | MX | MEX | Nuevo León | minor | 14268 | 1484782533
Cienfuegos, Cienfuegos, Cuba | Cienfuegos | Cienfuegos | 22.1456 | -80.4364 | Cuba | CU | CUB | Cienfuegos | admin | 164924 | 1192020054
Cieszyn, Śląskie, Poland | Cieszyn | Cieszyn | 49.75 | 18.6333 | Poland | PL | POL | Śląskie | minor | 34513 | 1616089679
Cihuatlán, Jalisco, Mexico | Cihuatlán | Cihuatlan | 19.25 | -104.5667 | Mexico | MX | MEX | Jalisco | minor | 30241 | 1484019808
Cilacap, Jawa Tengah, Indonesia | Cilacap | Cilacap | -7.7167 | 109.017 | Indonesia | ID | IDN | Jawa Tengah | minor | 1174964 | 1360503809
Cilegon, Banten, Indonesia | Cilegon | Cilegon | -6.0027 | 106.0112 | Indonesia | ID | IDN | Banten |  | 387543 | 1360643410
Cimahi, Jawa Barat, Indonesia | Cimahi | Cimahi | -6.8833 | 107.5333 | Indonesia | ID | IDN | Jawa Barat |  | 586580 | 1360181436
Cimarron Hills, Colorado, United States | Cimarron Hills | Cimarron Hills | 38.8597 | -104.6995 | United States | US | USA | Colorado |  | 18285 | 1840028574
Cimişlia, Cimişlia, Moldova | Cimişlia | Cimislia | 46.52 | 28.7842 | Moldova | MD | MDA | Cimişlia | admin | 11997 | 1498766980
Çınar, Diyarbakır, Turkey | Çınar | Cinar | 37.7256 | 40.4147 | Turkey | TR | TUR | Diyarbakır | minor | 74207 | 1792038099
Cincinnati, Ohio, United States | Cincinnati | Cincinnati | 39.1413 | -84.5061 | United States | US | USA | Ohio |  | 1662691 | 1840003814
Cinco Ranch, Texas, United States | Cinco Ranch | Cinco Ranch | 29.7395 | -95.7607 | United States | US | USA | Texas |  | 16977 | 1840037039
Cinco Saltos, Río Negro, Argentina | Cinco Saltos | Cinco Saltos | -38.8167 | -68.0667 | Argentina | AR | ARG | Río Negro |  | 22790 | 1032470108
Cinderford, Gloucestershire, United Kingdom | Cinderford | Cinderford | 51.8225 | -2.4989 | United Kingdom | GB | GBR | Gloucestershire |  | 8494 | 1826291167
Cinfães, Viseu, Portugal | Cinfães | Cinfaes | 41.0667 | -8.0833 | Portugal | PT | PRT | Viseu | minor | 20427 | 1620729048
Cinnaminson, New Jersey, United States | Cinnaminson | Cinnaminson | 40.0008 | -74.993 | United States | US | USA | New Jersey |  | 16493 | 1840081627
Cintruénigo, Navarre, Spain | Cintruénigo | Cintruenigo | 42.08 | -1.805 | Spain | ES | ESP | Navarre |  | 7903 | 1724650055
Çıralı, Antalya, Turkey | Çıralı | Cirali | 36.4073 | 30.4786 | Turkey | TR | TUR | Antalya |  | 6000 | 1792905014
Circleville, Ohio, United States | Circleville | Circleville | 39.6063 | -82.9334 | United States | US | USA | Ohio |  | 15792 | 1840007317
Cirebon, Jawa Barat, Indonesia | Cirebon | Cirebon | -6.7167 | 108.5667 | Indonesia | ID | IDN | Jawa Barat |  | 316126 | 1360011375
Cirencester, Gloucestershire, United Kingdom | Cirencester | Cirencester | 51.719 | -1.968 | United Kingdom | GB | GBR | Gloucestershire |  | 19076 | 1826367738
Cirkulane, Cirkulane, Slovenia | Cirkulane | Cirkulane | 46.3453 | 15.9952 | Slovenia | SI | SVN | Cirkulane | admin |  | 1705650900
Ciro Redondo, Ciego de Ávila, Cuba | Ciro Redondo | Ciro Redondo | 22.0189 | -78.7031 | Cuba | CU | CUB | Ciego de Ávila | minor | 28370 | 1192204579
Cisnădie, Sibiu, Romania | Cisnădie | Cisnadie | 45.7128 | 24.1508 | Romania | RO | ROU | Sibiu |  | 14282 | 1642003986
Citrus, California, United States | Citrus | Citrus | 34.1161 | -117.889 | United States | US | USA | California |  | 10771 | 1840017916
Citrus Heights, California, United States | Citrus Heights | Citrus Heights | 38.6948 | -121.288 | United States | US | USA | California |  | 87796 | 1840018845
Citrus Hills, Florida, United States | Citrus Hills | Citrus Hills | 28.887 | -82.4312 | United States | US | USA | Florida |  | 7492 | 1840028978
Citrus Park, Florida, United States | Citrus Park | Citrus Park | 28.073 | -82.5628 | United States | US | USA | Florida |  | 26473 | 1840014152
Citrus Park, Arizona, United States | Citrus Park | Citrus Park | 33.5304 | -112.444 | United States | US | USA | Arizona |  | 5033 | 1840022921
Citrus Springs, Florida, United States | Citrus Springs | Citrus Springs | 28.9931 | -82.4595 | United States | US | USA | Florida |  | 8421 | 1840014062
Citrusdal, Western Cape, South Africa | Citrusdal | Citrusdal | -32.5894 | 19.0147 | South Africa | ZA | ZAF | Western Cape |  | 7177 | 1710007154
City of Calamba, Laguna, Philippines | City of Calamba | City of Calamba | 14.2167 | 121.1667 | Philippines | PH | PHL | Laguna |  | 454486 | 1608985581
City of Isabela, Basilan, Philippines | City of Isabela | City of Isabela | 6.7 | 121.9667 | Philippines | PH | PHL | Basilan | admin | 112788 | 1608621038
City of Orange, New Jersey, United States | City of Orange | City of Orange | 40.7682 | -74.2348 | United States | US | USA | New Jersey |  | 30466 | 1840131615
City of Parañaque, Parañaque, Philippines | City of Parañaque | City of Paranaque | 14.4667 | 121.0167 | Philippines | PH | PHL | Parañaque | admin | 665822 | 1608379532
Ciudad Acuña, Coahuila de Zaragoza, Mexico | Ciudad Acuña | Ciudad Acuna | 29.3242 | -100.9317 | Mexico | MX | MEX | Coahuila de Zaragoza | minor | 216099 | 1484828397
Ciudad Altamirano, Guerrero, Mexico | Ciudad Altamirano | Ciudad Altamirano | 18.3583 | -100.6667 | Mexico | MX | MEX | Guerrero | minor | 24533 | 1484274706
Ciudad Apodaca, Nuevo León, Mexico | Ciudad Apodaca | Ciudad Apodaca | 25.7833 | -100.1833 | Mexico | MX | MEX | Nuevo León | minor | 523370 | 1484855080
Ciudad Benito Juárez, Nuevo León, Mexico | Ciudad Benito Juárez | Ciudad Benito Juarez | 25.65 | -100.0833 | Mexico | MX | MEX | Nuevo León | minor | 260683 | 1484140727
Ciudad Bolívar, Bolívar, Venezuela | Ciudad Bolívar | Ciudad Bolivar | 8.1167 | -63.55 | Venezuela | VE | VEN | Bolívar | admin | 567953 | 1862318264
Ciudad Cerralvo, Nuevo León, Mexico | Ciudad Cerralvo | Ciudad Cerralvo | 26.0899 | -99.6147 | Mexico | MX | MEX | Nuevo León | minor | 7169 | 1484627083
Ciudad Choluteca, Choluteca, Honduras | Ciudad Choluteca | Ciudad Choluteca | 13.3167 | -87.2167 | Honduras | HN | HND | Choluteca | admin | 120000 | 1340256619
Ciudad Constitución, Baja California Sur, Mexico | Ciudad Constitución | Ciudad Constitucion | 25.0322 | -111.6703 | Mexico | MX | MEX | Baja California Sur | minor | 45888 | 1484811681
Ciudad Cortés, Puntarenas, Costa Rica | Ciudad Cortés | Ciudad Cortes | 8.96 | -83.5239 | Costa Rica | CR | CRI | Puntarenas |  | 3850 | 1188296792
Ciudad Cuauhtémoc, Veracruz, Mexico | Ciudad Cuauhtémoc | Ciudad Cuauhtemoc | 22.1842 | -97.8325 | Mexico | MX | MEX | Veracruz | minor | 9740 | 1484666501
Ciudad de Atlixco, Puebla, Mexico | Ciudad de Atlixco | Ciudad de Atlixco | 18.9 | -98.45 | Mexico | MX | MEX | Puebla | minor | 125000 | 1484268457
Ciudad de Ceuta, Ceuta, Spain | Ciudad de Ceuta | Ciudad de Ceuta | 35.8867 | -5.3 | Spain | ES | ESP | Ceuta |  | 84777 | 1724324416
Ciudad de Huajuapam de León, Oaxaca, Mexico | Ciudad de Huajuapam de León | Ciudad de Huajuapam de Leon | 17.8039 | -97.7758 | Mexico | MX | MEX | Oaxaca | minor | 77547 | 1484375272
Ciudad de Huitzuco, Guerrero, Mexico | Ciudad de Huitzuco | Ciudad de Huitzuco | 18.3 | -99.35 | Mexico | MX | MEX | Guerrero | minor | 16025 | 1484912284
Ciudad de la Costa, Canelones, Uruguay | Ciudad de la Costa | Ciudad de la Costa | -34.8167 | -55.95 | Uruguay | UY | URY | Canelones |  | 112449 | 1858042396
Ciudad de Melilla, Melilla, Spain | Ciudad de Melilla | Ciudad de Melilla | 35.2937 | -2.9383 | Spain | ES | ESP | Melilla |  | 141308 | 1724144891
Ciudad del Carmen, Campeche, Mexico | Ciudad del Carmen | Ciudad del Carmen | 18.6333 | -91.8333 | Mexico | MX | MEX | Campeche | minor | 169466 | 1484192447
Ciudad del Este, Alto Paraná, Paraguay | Ciudad del Este | Ciudad del Este | -25.5167 | -54.6167 | Paraguay | PY | PRY | Alto Paraná | admin | 304282 | 1600265252
Ciudad General Belgrano, Buenos Aires, Argentina | Ciudad General Belgrano | Ciudad General Belgrano | -34.7261 | -58.5289 | Argentina | AR | ARG | Buenos Aires |  | 92957 | 1032336348
Ciudad General Escobedo, Nuevo León, Mexico | Ciudad General Escobedo | Ciudad General Escobedo | 25.7933 | -100.1583 | Mexico | MX | MEX | Nuevo León | minor | 363436 | 1484345554
Ciudad Guadalupe Victoria, Durango, Mexico | Ciudad Guadalupe Victoria | Ciudad Guadalupe Victoria | 24.4497 | -104.1225 | Mexico | MX | MEX | Durango | minor | 16506 | 1484654052
Ciudad Guayana, Bolívar, Venezuela | Ciudad Guayana | Ciudad Guayana | 8.3596 | -62.6517 | Venezuela | VE | VEN | Bolívar | minor | 751331 | 1862889027
Ciudad Guzmán, Jalisco, Mexico | Ciudad Guzmán | Ciudad Guzman | 19.7 | -103.4667 | Mexico | MX | MEX | Jalisco | minor | 97 | 1484316056
Ciudad Hidalgo, Michoacán de Ocampo, Mexico | Ciudad Hidalgo | Ciudad Hidalgo | 19.6923 | -100.5574 | Mexico | MX | MEX | Michoacán de Ocampo | minor | 122619 | 1484580926
Ciudad Hidalgo, Chiapas, Mexico | Ciudad Hidalgo | Ciudad Hidalgo | 14.6792 | -92.1497 | Mexico | MX | MEX | Chiapas | minor | 14606 | 1484360693
Ciudad Insurgentes, Baja California Sur, Mexico | Ciudad Insurgentes | Ciudad Insurgentes | 25.2617 | -111.7744 | Mexico | MX | MEX | Baja California Sur |  | 11503 | 1484354076
Ciudad Lázaro Cárdenas, Michoacán de Ocampo, Mexico | Ciudad Lázaro Cárdenas | Ciudad Lazaro Cardenas | 17.9561 | -102.1922 | Mexico | MX | MEX | Michoacán de Ocampo |  | 79200 | 1484804575
Ciudad Lerdo, Durango, Mexico | Ciudad Lerdo | Ciudad Lerdo | 25.55 | -103.5167 | Mexico | MX | MEX | Durango | minor | 79669 | 1484980436
Ciudad López Mateos, México, Mexico | Ciudad López Mateos | Ciudad Lopez Mateos | 19.55 | -99.2833 | Mexico | MX | MEX | México | minor | 489937 | 1484363879
Ciudad Madero, Tamaulipas, Mexico | Ciudad Madero | Ciudad Madero | 22.25 | -97.8333 | Mexico | MX | MEX | Tamaulipas | minor | 209175 | 1484185237
Ciudad Mante, Tamaulipas, Mexico | Ciudad Mante | Ciudad Mante | 22.7333 | -98.95 | Mexico | MX | MEX | Tamaulipas | minor | 112061 | 1484536173
Ciudad Manuel Doblado, Guanajuato, Mexico | Ciudad Manuel Doblado | Ciudad Manuel Doblado | 20.7303 | -101.9533 | Mexico | MX | MEX | Guanajuato | minor | 38309 | 1484254805
Ciudad Melchor de Mencos, Petén, Guatemala | Ciudad Melchor de Mencos | Ciudad Melchor de Mencos | 17.0667 | -89.15 | Guatemala | GT | GTM | Petén | minor | 20273 | 1320635102
Ciudad Miguel Alemán, Tamaulipas, Mexico | Ciudad Miguel Alemán | Ciudad Miguel Aleman | 26.4003 | -99.0253 | Mexico | MX | MEX | Tamaulipas | minor | 19997 | 1484636817
Ciudad Nezahualcóyotl, México, Mexico | Ciudad Nezahualcóyotl | Ciudad Nezahualcoyotl | 19.41 | -99.03 | Mexico | MX | MEX | México |  | 1109363 | 1484016661
Ciudad Obregón, Sonora, Mexico | Ciudad Obregón | Ciudad Obregon | 27.4939 | -109.9389 | Mexico | MX | MEX | Sonora | minor | 405000 | 1484887986
Ciudad Ojeda, Zulia, Venezuela | Ciudad Ojeda | Ciudad Ojeda | 10.2 | -71.3 | Venezuela | VE | VEN | Zulia | minor | 122124 | 1862967909
Ciudad Río Bravo, Tamaulipas, Mexico | Ciudad Río Bravo | Ciudad Rio Bravo | 25.9861 | -98.0889 | Mexico | MX | MEX | Tamaulipas | minor | 101481 | 1484549731
Ciudad Sabinas Hidalgo, Nuevo León, Mexico | Ciudad Sabinas Hidalgo | Ciudad Sabinas Hidalgo | 26.5 | -100.1833 | Mexico | MX | MEX | Nuevo León | minor | 32047 | 1484159329
Ciudad Sahagun, Hidalgo, Mexico | Ciudad Sahagun | Ciudad Sahagun | 19.7714 | -98.5803 | Mexico | MX | MEX | Hidalgo |  | 28609 | 1484112463
Ciudad Santa Catarina, Nuevo León, Mexico | Ciudad Santa Catarina | Ciudad Santa Catarina | 25.6833 | -100.45 | Mexico | MX | MEX | Nuevo León | minor | 259896 | 1484858068
Ciudad Serdán, Puebla, Mexico | Ciudad Serdán | Ciudad Serdan | 18.9833 | -97.45 | Mexico | MX | MEX | Puebla | minor | 23824 | 1484943496
Ciudad Tecún Umán, San Marcos, Guatemala | Ciudad Tecún Umán | Ciudad Tecun Uman | 14.6833 | -92.1333 | Guatemala | GT | GTM | San Marcos | minor | 33426 | 1320502351
Ciudad Tula, Tamaulipas, Mexico | Ciudad Tula | Ciudad Tula | 23 | -99.72 | Mexico | MX | MEX | Tamaulipas | minor | 10043 | 1484516323
Ciudad Valles, San Luis Potosí, Mexico | Ciudad Valles | Ciudad Valles | 21.9833 | -99.0167 | Mexico | MX | MEX | San Luis Potosí | minor | 176935 | 1484904610
Ciudad Victoria, Tamaulipas, Mexico | Ciudad Victoria | Ciudad Victoria | 23.7333 | -99.1333 | Mexico | MX | MEX | Tamaulipas | admin | 305155 | 1484616519
Civitavecchia, Lazio, Italy | Civitavecchia | Civitavecchia | 42.1004 | 11.8 | Italy | IT | ITA | Lazio |  | 61316 | 1380282443
Cizre, Şırnak, Turkey | Cizre | Cizre | 37.325 | 42.1958 | Turkey | TR | TUR | Şırnak | minor | 143124 | 1792431845
Clacton-on-Sea, Essex, United Kingdom | Clacton-on-Sea | Clacton-on-Sea | 51.7918 | 1.1457 | United Kingdom | GB | GBR | Essex |  | 56874 | 1826044595
Claiborne, Louisiana, United States | Claiborne | Claiborne | 32.5379 | -92.1981 | United States | US | USA | Louisiana |  | 11435 | 1840013811
Clairton, Pennsylvania, United States | Clairton | Clairton | 40.2976 | -79.8853 | United States | US | USA | Pennsylvania |  | 6541 | 1840001219
Clamart, Île-de-France, France | Clamart | Clamart | 48.8014 | 2.2628 | France | FR | FRA | Île-de-France |  | 52971 | 1250130113
Clanton, Alabama, United States | Clanton | Clanton | 32.844 | -86.623 | United States | US | USA | Alabama |  | 5901 | 1840006157
Clanwilliam, Western Cape, South Africa | Clanwilliam | Clanwilliam | -32.1786 | 18.8911 | South Africa | ZA | ZAF | Western Cape |  | 7674 | 1710888535
Clare, Michigan, United States | Clare | Clare | 43.8258 | -84.763 | United States | US | USA | Michigan |  | 5522 | 1840002561
Clare, South Australia, Australia | Clare | Clare | -33.8333 | 138.6 | Australia | AU | AUS | South Australia |  | 3160 | 1036842122
Claremont, California, United States | Claremont | Claremont | 34.1259 | -117.7153 | United States | US | USA | California |  | 36266 | 1840019216
Claremont, New Hampshire, United States | Claremont | Claremont | 43.379 | -72.3368 | United States | US | USA | New Hampshire |  | 9294 | 1840002805
Claremore, Oklahoma, United States | Claremore | Claremore | 36.3143 | -95.6099 | United States | US | USA | Oklahoma |  | 25384 | 1840019049
Clarence, New York, United States | Clarence | Clarence | 43.0196 | -78.6375 | United States | US | USA | New York |  | 32137 | 1840057985
Clarence-Rockland, Ontario, Canada | Clarence-Rockland | Clarence-Rockland | 45.4833 | -75.2 | Canada | CA | CAN | Ontario |  | 24512 | 1124000639
Clarendon Hills, Illinois, United States | Clarendon Hills | Clarendon Hills | 41.7981 | -87.9569 | United States | US | USA | Illinois |  | 8752 | 1840010170
Clarenville, Newfoundland and Labrador, Canada | Clarenville | Clarenville | 48.1566 | -53.965 | Canada | CA | CAN | Newfoundland and Labrador |  | 6291 | 1124924217
Clarinda, Iowa, United States | Clarinda | Clarinda | 40.738 | -95.034 | United States | US | USA | Iowa |  | 5215 | 1840007180
Clarington, Ontario, Canada | Clarington | Clarington | 43.935 | -78.6083 | Canada | CA | CAN | Ontario |  | 92013 | 1124000882
Clarion, Pennsylvania, United States | Clarion | Clarion | 41.2106 | -79.3803 | United States | US | USA | Pennsylvania |  | 10138 | 1840000739
Clark, New Jersey, United States | Clark | Clark | 40.6203 | -74.3135 | United States | US | USA | New Jersey |  | 15614 | 1840081746
Clarksburg, West Virginia, United States | Clarksburg | Clarksburg | 39.2863 | -80.323 | United States | US | USA | West Virginia |  | 40403 | 1840005767
Clarksburg, Maryland, United States | Clarksburg | Clarksburg | 39.2314 | -77.2617 | United States | US | USA | Maryland |  | 23548 | 1840005830
Clarksdale, Mississippi, United States | Clarksdale | Clarksdale | 34.1971 | -90.5729 | United States | US | USA | Mississippi |  | 14745 | 1840014696
Clarkson, New York, United States | Clarkson | Clarkson | 43.2533 | -77.9228 | United States | US | USA | New York |  | 7079 | 1840057987
Clarkston, Georgia, United States | Clarkston | Clarkston | 33.8117 | -84.2404 | United States | US | USA | Georgia |  | 12637 | 1840014776
Clarkston, Washington, United States | Clarkston | Clarkston | 46.4161 | -117.0505 | United States | US | USA | Washington |  | 7375 | 1840018499
Clarkston Heights-Vineland, Washington, United States | Clarkston Heights-Vineland | Clarkston Heights-Vineland | 46.3876 | -117.0831 | United States | US | USA | Washington |  | 6403 | 1840073891
Clarkstown, New York, United States | Clarkstown | Clarkstown | 41.1319 | -73.966 | United States | US | USA | New York |  | 86511 | 1840087311
Clarksville, Tennessee, United States | Clarksville | Clarksville | 36.5695 | -87.342 | United States | US | USA | Tennessee |  | 188746 | 1840014421
Clarksville, Indiana, United States | Clarksville | Clarksville | 38.3221 | -85.7673 | United States | US | USA | Indiana |  | 21558 | 1840009665
Clarksville, Arkansas, United States | Clarksville | Clarksville | 35.457 | -93.4803 | United States | US | USA | Arkansas |  | 7780 | 1840014533
Clausthal, Lower Saxony, Germany | Clausthal | Clausthal | 51.8036 | 10.3331 | Germany | DE | DEU | Lower Saxony |  | 7741 | 1276596982
Clausthal-Zellerfeld, Lower Saxony, Germany | Clausthal-Zellerfeld | Clausthal-Zellerfeld | 51.805 | 10.3356 | Germany | DE | DEU | Lower Saxony |  | 15888 | 1276565687
Claverack, New York, United States | Claverack | Claverack | 42.2235 | -73.6873 | United States | US | USA | New York |  | 5771 | 1840087313
Clawson, Michigan, United States | Clawson | Clawson | 42.5367 | -83.1504 | United States | US | USA | Michigan |  | 11845 | 1840002440
Clay, New York, United States | Clay | Clay | 43.1809 | -76.1955 | United States | US | USA | New York |  | 59423 | 1840057989
Clay, Alabama, United States | Clay | Clay | 33.6976 | -86.607 | United States | US | USA | Alabama |  | 9923 | 1840014790
Clay Cross, Derbyshire, United Kingdom | Clay Cross | Clay Cross | 53.1637 | -1.4128 | United Kingdom | GB | GBR | Derbyshire |  | 9222 | 1826222339
Clay Township, Pennsylvania, United States | Clay Township | Clay Township | 40.2353 | -76.2369 | United States | US | USA | Pennsylvania |  | 6831 | 1840145615
Claygate, Surrey, United Kingdom | Claygate | Claygate | 51.36 | -0.342 | United Kingdom | GB | GBR | Surrey |  | 7168 | 1826292521
Claymont, Delaware, United States | Claymont | Claymont | 39.8032 | -75.4606 | United States | US | USA | Delaware |  | 8676 | 1840005570
Clayton, Bradford, United Kingdom | Clayton | Clayton | 53.782 | -1.8135 | United Kingdom | GB | GBR | Bradford |  | 16982 | 1826432335
Clayton, Missouri, United States | Clayton | Clayton | 38.6444 | -90.3302 | United States | US | USA | Missouri |  | 16747 | 1840007439
Clayton, North Carolina, United States | Clayton | Clayton | 35.6591 | -78.4499 | United States | US | USA | North Carolina |  | 24887 | 1840016290
Clayton, Ohio, United States | Clayton | Clayton | 39.8689 | -84.3292 | United States | US | USA | Ohio |  | 13222 | 1840010584
Clayton, California, United States | Clayton | Clayton | 37.9403 | -121.9301 | United States | US | USA | California |  | 12265 | 1840018901
Clayton, New Jersey, United States | Clayton | Clayton | 39.6627 | -75.0782 | United States | US | USA | New Jersey |  | 8738 | 1840001520
Clayton le Moors, Lancashire, United Kingdom | Clayton le Moors | Clayton le Moors | 53.775 | -2.384 | United Kingdom | GB | GBR | Lancashire |  | 8522 | 1826882980
Clear Lake, Iowa, United States | Clear Lake | Clear Lake | 43.1346 | -93.374 | United States | US | USA | Iowa |  | 7711 | 1840000379
Clearfield, Utah, United States | Clearfield | Clearfield | 41.103 | -112.0237 | United States | US | USA | Utah |  | 32118 | 1840018735
Clearfield, Pennsylvania, United States | Clearfield | Clearfield | 41.0216 | -78.439 | United States | US | USA | Pennsylvania |  | 10243 | 1840003490
Clearlake, California, United States | Clearlake | Clearlake | 38.959 | -122.633 | United States | US | USA | California |  | 15961 | 1840028139
Clearview, Ontario, Canada | Clearview | Clearview | 44.3981 | -80.0742 | Canada | CA | CAN | Ontario |  | 14151 | 1124000053
Clearwater, Florida, United States | Clearwater | Clearwater | 27.9789 | -82.7622 | United States | US | USA | Florida |  | 116946 | 1840015110
Cleator Moor, Cumbria, United Kingdom | Cleator Moor | Cleator Moor | 54.5211 | -3.5119 | United Kingdom | GB | GBR | Cumbria |  | 6936 | 1826873650
Cleburne, Texas, United States | Cleburne | Cleburne | 32.357 | -97.4152 | United States | US | USA | Texas |  | 37468 | 1840019464
Cleckheaton, Kirklees, United Kingdom | Cleckheaton | Cleckheaton | 53.725 | -1.719 | United Kingdom | GB | GBR | Kirklees |  | 16622 | 1826679048
Cleethorpes, North East Lincolnshire, United Kingdom | Cleethorpes | Cleethorpes | 53.5533 | -0.0215 | United Kingdom | GB | GBR | North East Lincolnshire |  | 38996 | 1826584652
Clementina, São Paulo, Brazil | Clementina | Clementina | -21.5597 | -50.4492 | Brazil | BR | BRA | São Paulo |  | 7992 | 1076874694
Clemmons, North Carolina, United States | Clemmons | Clemmons | 36.0319 | -80.3861 | United States | US | USA | North Carolina |  | 20867 | 1840017728
Clemson, South Carolina, United States | Clemson | Clemson | 34.6837 | -82.8124 | United States | US | USA | South Carolina |  | 17501 | 1840014626
Clermont, Florida, United States | Clermont | Clermont | 28.5402 | -81.7259 | United States | US | USA | Florida |  | 38654 | 1840015080
Clermont-Ferrand, Auvergne-Rhône-Alpes, France | Clermont-Ferrand | Clermont-Ferrand | 45.7831 | 3.0824 | France | FR | FRA | Auvergne-Rhône-Alpes | minor | 143886 | 1250135509
Clervaux, Clervaux, Luxembourg | Clervaux | Clervaux | 50.0547 | 6.0314 | Luxembourg | LU | LUX | Clervaux | admin |  | 1442118762
Clevedon, North Somerset, United Kingdom | Clevedon | Clevedon | 51.438 | -2.854 | United Kingdom | GB | GBR | North Somerset |  | 21281 | 1826157550
Cleveland, Ohio, United States | Cleveland | Cleveland | 41.4767 | -81.6804 | United States | US | USA | Ohio |  | 1710093 | 1840000596
Cleveland, Tennessee, United States | Cleveland | Cleveland | 35.1817 | -84.8707 | United States | US | USA | Tennessee |  | 73596 | 1840014603
Cleveland, Mississippi, United States | Cleveland | Cleveland | 33.744 | -90.7285 | United States | US | USA | Mississippi |  | 14114 | 1840014748
Cleveland, Texas, United States | Cleveland | Cleveland | 30.3374 | -95.0931 | United States | US | USA | Texas |  | 10690 | 1840019596
Cleveland, Georgia, United States | Cleveland | Cleveland | 34.5971 | -83.7621 | United States | US | USA | Georgia |  | 5372 | 1840014665
Cleveland Heights, Ohio, United States | Cleveland Heights | Cleveland Heights | 41.5112 | -81.5636 | United States | US | USA | Ohio |  | 43992 | 1840000597
Clewiston, Florida, United States | Clewiston | Clewiston | 26.7529 | -80.9399 | United States | US | USA | Florida |  | 14383 | 1840015128
Clichy, Île-de-France, France | Clichy | Clichy | 48.9044 | 2.3064 | France | FR | FRA | Île-de-France |  | 61070 | 1250104726
Clichy-sous-Bois, Île-de-France, France | Clichy-sous-Bois | Clichy-sous-Bois | 48.9102 | 2.5532 | France | FR | FRA | Île-de-France |  | 29348 | 1250123655
Cliffside Park, New Jersey, United States | Cliffside Park | Cliffside Park | 40.8221 | -73.988 | United States | US | USA | New Jersey |  | 26133 | 1840003537
Clifton, New Jersey, United States | Clifton | Clifton | 40.8631 | -74.1575 | United States | US | USA | New Jersey |  | 85052 | 1840003511
Clifton, Nottingham, United Kingdom | Clifton | Clifton | 52.904 | -1.177 | United Kingdom | GB | GBR | Nottingham |  | 26835 | 1826911348
Clifton, Colorado, United States | Clifton | Clifton | 39.0763 | -108.4606 | United States | US | USA | Colorado |  | 20572 | 1840017556
Clifton, York, United Kingdom | Clifton | Clifton | 53.9721 | -1.0979 | United Kingdom | GB | GBR | York |  | 13548 | 1826512283
Clifton, Arizona, United States | Clifton | Clifton | 33.0249 | -109.2883 | United States | US | USA | Arizona |  | 5049 | 1840022949
Clifton Heights, Pennsylvania, United States | Clifton Heights | Clifton Heights | 39.9301 | -75.2958 | United States | US | USA | Pennsylvania |  | 6697 | 1840000692
Clifton Park, New York, United States | Clifton Park | Clifton Park | 42.8587 | -73.8242 | United States | US | USA | New York |  | 36728 | 1840057994
Clifton Springs, Victoria, Australia | Clifton Springs | Clifton Springs | -38.15 | 144.5667 | Australia | AU | AUS | Victoria |  | 7519 | 1036319529
Clifton Springs, New York, United States | Clifton Springs | Clifton Springs | 42.9608 | -77.1348 | United States | US | USA | New York |  | 6072 | 1840004416
Cliftonville, Kent, United Kingdom | Cliftonville | Cliftonville | 51.3881 | 1.4046 | United Kingdom | GB | GBR | Kent |  | 12900 | 1826914470
Clinton, Maryland, United States | Clinton | Clinton | 38.7499 | -76.9063 | United States | US | USA | Maryland |  | 40027 | 1840005949
Clinton, Iowa, United States | Clinton | Clinton | 41.8434 | -90.2408 | United States | US | USA | Iowa |  | 30177 | 1840000507
Clinton, Mississippi, United States | Clinton | Clinton | 32.354 | -90.3403 | United States | US | USA | Mississippi |  | 24440 | 1840014893
Clinton, Utah, United States | Clinton | Clinton | 41.1395 | -112.0656 | United States | US | USA | Utah |  | 22499 | 1840018736
Clinton, Massachusetts, United States | Clinton | Clinton | 42.4119 | -71.6888 | United States | US | USA | Massachusetts |  | 13899 | 1840053585
Clinton, Connecticut, United States | Clinton | Clinton | 41.298 | -72.53 | United States | US | USA | Connecticut |  | 12976 | 1840034364
Clinton, New Jersey, United States | Clinton | Clinton | 40.6315 | -74.8553 | United States | US | USA | New Jersey |  | 12957 | 1840003604
Clinton, South Carolina, United States | Clinton | Clinton | 34.4777 | -81.8636 | United States | US | USA | South Carolina |  | 11031 | 1840014667
Clinton, Tennessee, United States | Clinton | Clinton | 36.0981 | -84.1283 | United States | US | USA | Tennessee |  | 10075 | 1840014471
Clinton, North Carolina, United States | Clinton | Clinton | 35.0005 | -78.3311 | United States | US | USA | North Carolina |  | 9334 | 1840014605
Clinton, Missouri, United States | Clinton | Clinton | 38.3716 | -93.7679 | United States | US | USA | Missouri |  | 8679 | 1840007492
Clinton, Oklahoma, United States | Clinton | Clinton | 35.5058 | -98.9724 | United States | US | USA | Oklahoma |  | 8475 | 1840019108
Clinton, Illinois, United States | Clinton | Clinton | 40.1468 | -88.9633 | United States | US | USA | Illinois |  | 8055 | 1840007255
Clinton, Indiana, United States | Clinton | Clinton | 39.6608 | -87.4045 | United States | US | USA | Indiana |  | 6152 | 1840007263
Clitheroe, Lancashire, United Kingdom | Clitheroe | Clitheroe | 53.8711 | -2.3916 | United Kingdom | GB | GBR | Lancashire |  | 16279 | 1826660316
Clive, Iowa, United States | Clive | Clive | 41.6147 | -93.798 | United States | US | USA | Iowa |  | 17242 | 1840007063
Cliza, Cochabamba, Bolivia | Cliza | Cliza | -17.5919 | -65.9342 | Bolivia | BO | BOL | Cochabamba |  | 6534 | 1068759245
Cloncurry, Queensland, Australia | Cloncurry | Cloncurry | -20.7 | 140.5 | Australia | AU | AUS | Queensland |  | 2719 | 1036672657
Clonmel, Tipperary, Ireland | Clonmel | Clonmel | 52.355 | -7.7039 | Ireland | IE | IRL | Tipperary | admin |  | 1372974181
Cloppenburg, Lower Saxony, Germany | Cloppenburg | Cloppenburg | 52.8478 | 8.0439 | Germany | DE | DEU | Lower Saxony | minor | 34913 | 1276769960
Cloquet, Minnesota, United States | Cloquet | Cloquet | 46.7221 | -92.4923 | United States | US | USA | Minnesota |  | 12813 | 1840006646
Closter, New Jersey, United States | Closter | Closter | 40.9733 | -73.9604 | United States | US | USA | New Jersey |  | 8511 | 1840003538
Clover, South Carolina, United States | Clover | Clover | 35.1125 | -81.2203 | United States | US | USA | South Carolina |  | 8335 | 1840016478
Clover Creek, Washington, United States | Clover Creek | Clover Creek | 47.1404 | -122.3827 | United States | US | USA | Washington |  | 6902 | 1840041920
Cloverdale, California, United States | Cloverdale | Cloverdale | 38.7961 | -123.0151 | United States | US | USA | California |  | 9205 | 1840018838
Cloverleaf, Texas, United States | Cloverleaf | Cloverleaf | 29.7882 | -95.1724 | United States | US | USA | Texas |  | 24953 | 1840018248
Cloverly, Maryland, United States | Cloverly | Cloverly | 39.1065 | -76.9993 | United States | US | USA | Maryland |  | 15062 | 1840031267
Clovis, California, United States | Clovis | Clovis | 36.8278 | -119.6831 | United States | US | USA | California |  | 114584 | 1840018944
Clovis, New Mexico, United States | Clovis | Clovis | 34.4376 | -103.1923 | United States | US | USA | New Mexico |  | 42168 | 1840019195
Clowne, Derbyshire, United Kingdom | Clowne | Clowne | 53.276 | -1.263 | United Kingdom | GB | GBR | Derbyshire |  | 7447 | 1826956188
Cluj-Napoca, Cluj, Romania | Cluj-Napoca | Cluj-Napoca | 46.78 | 23.5594 | Romania | RO | ROU | Cluj | admin | 324576 | 1642503974
Clute, Texas, United States | Clute | Clute | 29.0256 | -95.3975 | United States | US | USA | Texas |  | 11690 | 1840019669
Clydach, Swansea, United Kingdom | Clydach | Clydach | 51.69 | -3.91 | United Kingdom | GB | GBR | Swansea |  | 7503 | 1826033886
Clyde, Ohio, United States | Clyde | Clyde | 41.3046 | -82.9782 | United States | US | USA | Ohio |  | 5886 | 1840007131
Clydebank, West Dunbartonshire, United Kingdom | Clydebank | Clydebank | 55.8997 | -4.4006 | United Kingdom | GB | GBR | West Dunbartonshire |  | 25970 | 1826705684
Coacalco, México, Mexico | Coacalco | Coacalco | 19.6333 | -99.0931 | Mexico | MX | MEX | México | minor | 278064 | 1484929782
Coachella, California, United States | Coachella | Coachella | 33.6905 | -116.143 | United States | US | USA | California |  | 45743 | 1840019294
Coal, Pennsylvania, United States | Coal | Coal | 40.7876 | -76.5489 | United States | US | USA | Pennsylvania |  | 10362 | 1840150358
Coal City, Illinois, United States | Coal City | Coal City | 41.2772 | -88.2803 | United States | US | USA | Illinois |  | 5409 | 1840011613
Coalcomán de Vázquez Pallares, Michoacán de Ocampo, Mexico | Coalcomán de Vázquez Pallares | Coalcoman de Vazquez Pallares | 18.7771 | -103.1596 | Mexico | MX | MEX | Michoacán de Ocampo | minor | 10715 | 1484699271
Coaldale, Alberta, Canada | Coaldale | Coaldale | 49.7333 | -112.6167 | Canada | CA | CAN | Alberta |  | 8215 | 1124989507
Coalinga, California, United States | Coalinga | Coalinga | 36.143 | -120.3262 | United States | US | USA | California |  | 16307 | 1840018945
Coamo, Puerto Rico, Puerto Rico | Coamo | Coamo | 18.0765 | -66.3638 | Puerto Rico | PR | PRI | Puerto Rico |  | 11148 | 1630035648
Coari, Amazonas, Brazil | Coari | Coari | -4.085 | -63.1414 | Brazil | BR | BRA | Amazonas |  | 53305 | 1076899406
Coatbridge, North Lanarkshire, United Kingdom | Coatbridge | Coatbridge | 55.8625 | -4.0266 | United Kingdom | GB | GBR | North Lanarkshire |  | 43920 | 1826462023
Coatepec, Veracruz, Mexico | Coatepec | Coatepec | 19.4553 | -96.9586 | Mexico | MX | MEX | Veracruz | minor | 92127 | 1484934939
Coatepec Harinas, México, Mexico | Coatepec Harinas | Coatepec Harinas | 18.9 | -99.7167 | Mexico | MX | MEX | México | minor | 31860 | 1484641903
Coatesville, Pennsylvania, United States | Coatesville | Coatesville | 39.9849 | -75.8199 | United States | US | USA | Pennsylvania |  | 13069 | 1840001424
Coatetelco, Morelos, Mexico | Coatetelco | Coatetelco | 18.7294 | -99.3256 | Mexico | MX | MEX | Morelos |  | 9094 | 1484016853
Coaticook, Quebec, Canada | Coaticook | Coaticook | 45.1333 | -71.8 | Canada | CA | CAN | Quebec |  | 8698 | 1124454176
Coatzacoalcos, Veracruz, Mexico | Coatzacoalcos | Coatzacoalcos | 18.15 | -94.4333 | Mexico | MX | MEX | Veracruz | minor | 319187 | 1484016854
Cobán, Alta Verapaz, Guatemala | Cobán | Coban | 15.47 | -90.38 | Guatemala | GT | GTM | Alta Verapaz | admin | 65194 | 1320020813
Cobh, Cork, Ireland | Cobh | Cobh | 51.851 | -8.2967 | Ireland | IE | IRL | Cork |  | 12347 | 1372119751
Cobham, Surrey, United Kingdom | Cobham | Cobham | 51.329 | -0.409 | United Kingdom | GB | GBR | Surrey |  | 9739 | 1826478182
Cobija, Pando, Bolivia | Cobija | Cobija | -11.0183 | -68.7537 | Bolivia | BO | BOL | Pando | admin | 46267 | 1068395023
Cobleskill, New York, United States | Cobleskill | Cobleskill | 42.6841 | -74.4478 | United States | US | USA | New York |  | 6357 | 1840004488
Cobourg, Ontario, Canada | Cobourg | Cobourg | 43.9667 | -78.1667 | Canada | CA | CAN | Ontario |  | 19440 | 1124831257
Cobram, Victoria, Australia | Cobram | Cobram | -35.9667 | 145.65 | Australia | AU | AUS | Victoria |  | 6014 | 1036438159
Coburg, Bavaria, Germany | Coburg | Coburg | 50.2666 | 10.9666 | Germany | DE | DEU | Bavaria | minor | 61054 | 1276428862
Cochabamba, Cochabamba, Bolivia | Cochabamba | Cochabamba | -17.3935 | -66.157 | Bolivia | BO | BOL | Cochabamba | admin | 632013 | 1068793894
Cochem, Rhineland-Palatinate, Germany | Cochem | Cochem | 50.1469 | 7.1667 | Germany | DE | DEU | Rhineland-Palatinate | minor | 5312 | 1276548255
Cochituate, Massachusetts, United States | Cochituate | Cochituate | 42.329 | -71.3576 | United States | US | USA | Massachusetts |  | 6942 | 1840003129
Cochran, Georgia, United States | Cochran | Cochran | 32.3875 | -83.3523 | United States | US | USA | Georgia |  | 6131 | 1840014890
Cochrane, Alberta, Canada | Cochrane | Cochrane | 51.189 | -114.467 | Canada | CA | CAN | Alberta |  | 25853 | 1124952542
Cochrane, Ontario, Canada | Cochrane | Cochrane | 49.0667 | -81.0167 | Canada | CA | CAN | Ontario |  | 5321 | 1124296729
Cochrane, Aysén, Chile | Cochrane | Cochrane | -47.2539 | -72.5732 | Chile | CL | CHL | Aysén | minor | 2789 | 1152054657
Cocieri, Dubăsari, Moldova | Cocieri | Cocieri | 47.3087 | 29.1101 | Moldova | MD | MDA | Dubăsari | admin |  | 1498580757
Cockermouth, Cumbria, United Kingdom | Cockermouth | Cockermouth | 54.6613 | -3.362 | United Kingdom | GB | GBR | Cumbria |  | 8761 | 1826229039
Cockeysville, Maryland, United States | Cockeysville | Cockeysville | 39.4793 | -76.63 | United States | US | USA | Maryland |  | 22071 | 1840005680
Coco, Puerto Rico, Puerto Rico | Coco | Coco | 18.001 | -66.2603 | Puerto Rico | PR | PRI | Puerto Rico |  | 5328 | 1630023633
Cocoa, Florida, United States | Cocoa | Cocoa | 28.382 | -80.7674 | United States | US | USA | Florida |  | 18603 | 1840015092
Cocoa Beach, Florida, United States | Cocoa Beach | Cocoa Beach | 28.3326 | -80.6274 | United States | US | USA | Florida |  | 11705 | 1840015093
Cocoa West, Florida, United States | Cocoa West | Cocoa West | 28.3595 | -80.7712 | United States | US | USA | Florida |  | 6152 | 1840073847
Coconut Creek, Florida, United States | Coconut Creek | Coconut Creek | 26.2803 | -80.1842 | United States | US | USA | Florida |  | 61248 | 1840015132
Cocorit, Sonora, Mexico | Cocorit | Cocorit | 27.5833 | -109.9667 | Mexico | MX | MEX | Sonora |  | 7953 | 1484738451
Cocotitlán, México, Mexico | Cocotitlán | Cocotitlan | 19.2167 | -98.85 | Mexico | MX | MEX | México | minor | 12142 | 1484387908
Codó, Maranhão, Brazil | Codó | Codo | -4.4796 | -43.88 | Brazil | BR | BRA | Maranhão |  | 83288 | 1076537068
Codru, Chişinău, Moldova | Codru | Codru | 46.9753 | 28.8194 | Moldova | MD | MDA | Chişinău |  | 15934 | 1498544482
Codsall, Staffordshire, United Kingdom | Codsall | Codsall | 52.6267 | -2.1924 | United Kingdom | GB | GBR | Staffordshire |  | 7582 | 1826956381
Cody, Wyoming, United States | Cody | Cody | 44.5212 | -109.0549 | United States | US | USA | Wyoming |  | 9601 | 1840018595
Coesfeld, North Rhine-Westphalia, Germany | Coesfeld | Coesfeld | 51.9458 | 7.1675 | Germany | DE | DEU | North Rhine-Westphalia | minor | 36217 | 1276053897
Coeur d'Alene, Idaho, United States | Coeur d'Alene | Coeur d'Alene | 47.7041 | -116.7935 | United States | US | USA | Idaho |  | 116834 | 1840018402
Coeymans, New York, United States | Coeymans | Coeymans | 42.4936 | -73.8835 | United States | US | USA | New York |  | 7363 | 1840087324
Coffeyville, Kansas, United States | Coffeyville | Coffeyville | 37.0518 | -95.618 | United States | US | USA | Kansas |  | 9827 | 1840001707
Coffs Harbour, New South Wales, Australia | Coffs Harbour | Coffs Harbour | -30.3022 | 153.1189 | Australia | AU | AUS | New South Wales |  | 71822 | 1036320442
Cofradía, Cortés, Honduras | Cofradía | Cofradia | 15.4168 | -88.1603 | Honduras | HN | HND | Cortés |  | 18100 | 1340899741
Cohasset, Massachusetts, United States | Cohasset | Cohasset | 42.2363 | -70.8189 | United States | US | USA | Massachusetts |  | 8449 | 1840053546
Cohoes, New York, United States | Cohoes | Cohoes | 42.7732 | -73.7077 | United States | US | USA | New York |  | 16687 | 1840000418
Coimbatore, Tamil Nādu, India | Coimbatore | Coimbatore | 11 | 76.9667 | India | IN | IND | Tamil Nādu |  | 959823 | 1356999503
Coimbra, Coimbra, Portugal | Coimbra | Coimbra | 40.2111 | -8.4291 | Portugal | PT | PRT | Coimbra | admin | 143396 | 1620166724
Cojutepeque, Cuscatlán, El Salvador | Cojutepeque | Cojutepeque | 13.7167 | -88.9333 | El Salvador | SV | SLV | Cuscatlán | admin | 48411 | 1222979186
Čoka, Čoka, Serbia | Čoka | Coka | 45.9389 | 20.1394 | Serbia | RS | SRB | Čoka | admin | 4707 | 1688200508
Colac, Victoria, Australia | Colac | Colac | -38.3403 | 143.5847 | Australia | AU | AUS | Victoria |  | 12547 | 1036633113
Colby, Kansas, United States | Colby | Colby | 39.3843 | -101.0459 | United States | US | USA | Kansas |  | 5445 | 1840001553
Colchester, Essex, United Kingdom | Colchester | Colchester | 51.8917 | 0.903 | United Kingdom | GB | GBR | Essex |  | 111921 | 1826545433
Colchester, Vermont, United States | Colchester | Colchester | 44.5545 | -73.2167 | United States | US | USA | Vermont |  | 17357 | 1840070411
Colchester, Connecticut, United States | Colchester | Colchester | 41.5621 | -72.3475 | United States | US | USA | Connecticut |  | 15927 | 1840034365
Cold Lake, Alberta, Canada | Cold Lake | Cold Lake | 54.4642 | -110.1825 | Canada | CA | CAN | Alberta |  | 14961 | 1124089461
Cold Spring, Kentucky, United States | Cold Spring | Cold Spring | 39.013 | -84.4349 | United States | US | USA | Kentucky |  | 6571 | 1840014257
Cold Spring Harbor, New York, United States | Cold Spring Harbor | Cold Spring Harbor | 40.8608 | -73.4488 | United States | US | USA | New York |  | 5164 | 1840005029
Cold Springs, Nevada, United States | Cold Springs | Cold Springs | 39.6927 | -119.9775 | United States | US | USA | Nevada |  | 9168 | 1840033824
Colditz, Saxony, Germany | Colditz | Colditz | 51.1167 | 12.8167 | Germany | DE | DEU | Saxony |  | 8472 | 1276177121
Coldstream, British Columbia, Canada | Coldstream | Coldstream | 50.22 | -119.2481 | Canada | CA | CAN | British Columbia |  | 10314 | 1124000216
Coldwater, Michigan, United States | Coldwater | Coldwater | 41.9465 | -84.9989 | United States | US | USA | Michigan |  | 18832 | 1840003250
Colebrookdale, Pennsylvania, United States | Colebrookdale | Colebrookdale | 40.3468 | -75.6464 | United States | US | USA | Pennsylvania |  | 5075 | 1840102653
Coleford, Gloucestershire, United Kingdom | Coleford | Coleford | 51.791 | -2.6162 | United Kingdom | GB | GBR | Gloucestershire |  | 8359 | 1826833780
Colesberg, Northern Cape, South Africa | Colesberg | Colesberg | -30.7167 | 25.1 | South Africa | ZA | ZAF | Northern Cape |  | 12423 | 1710885210
Coleshill, Warwickshire, United Kingdom | Coleshill | Coleshill | 52.499 | -1.708 | United Kingdom | GB | GBR | Warwickshire |  | 6481 | 1826438133
Colesville, Maryland, United States | Colesville | Colesville | 39.073 | -77.0009 | United States | US | USA | Maryland |  | 13894 | 1840005831
Colesville, New York, United States | Colesville | Colesville | 42.1742 | -75.6627 | United States | US | USA | New York |  | 5085 | 1840087329
Colíder, Mato Grosso, Brazil | Colíder | Colider | -10.8173 | -55.4506 | Brazil | BR | BRA | Mato Grosso |  | 27139 | 1076780919
Colima, Colima, Mexico | Colima | Colima | 19.2433 | -103.7247 | Mexico | MX | MEX | Colima | admin | 137383 | 1484585697
Colina, São Paulo, Brazil | Colina | Colina | -20.7136 | -48.5411 | Brazil | BR | BRA | São Paulo |  | 18245 | 1076416101
Colinas, Maranhão, Brazil | Colinas | Colinas | -6.0395 | -44.24 | Brazil | BR | BRA | Maranhão |  | 25158 | 1076657010
College, Alaska, United States | College | College | 64.8694 | -147.8217 | United States | US | USA | Alaska |  | 13709 | 1840023462
College, Pennsylvania, United States | College | College | 40.8144 | -77.8172 | United States | US | USA | Pennsylvania |  | 10147 | 1840144819
College Park, Maryland, United States | College Park | College Park | 38.996 | -76.9337 | United States | US | USA | Maryland |  | 32163 | 1840005971
College Park, Georgia, United States | College Park | College Park | 33.6363 | -84.464 | United States | US | USA | Georgia |  | 15159 | 1840014737
College Place, Washington, United States | College Place | College Place | 46.0419 | -118.3879 | United States | US | USA | Washington |  | 9317 | 1840018490
College Station, Texas, United States | College Station | College Station | 30.5852 | -96.296 | United States | US | USA | Texas |  | 215243 | 1840019570
Collegedale, Tennessee, United States | Collegedale | Collegedale | 35.0525 | -85.0487 | United States | US | USA | Tennessee |  | 11378 | 1840014570
Collegeville, Pennsylvania, United States | Collegeville | Collegeville | 40.1873 | -75.4581 | United States | US | USA | Pennsylvania |  | 5174 | 1840003696
Colleyville, Texas, United States | Colleyville | Colleyville | 32.8913 | -97.1486 | United States | US | USA | Texas |  | 27091 | 1840019430
Collie, Western Australia, Australia | Collie | Collie | -33.363 | 116.156 | Australia | AU | AUS | Western Australia |  | 7192 | 1036553705
Collier, Pennsylvania, United States | Collier | Collier | 40.3991 | -80.132 | United States | US | USA | Pennsylvania |  | 8027 | 1840142357
Collierville, Tennessee, United States | Collierville | Collierville | 35.0471 | -89.6988 | United States | US | USA | Tennessee |  | 51040 | 1840016403
Collingdale, Pennsylvania, United States | Collingdale | Collingdale | 39.9151 | -75.2776 | United States | US | USA | Pennsylvania |  | 8794 | 1840000693
Collingswood, New Jersey, United States | Collingswood | Collingswood | 39.916 | -75.0759 | United States | US | USA | New Jersey |  | 13884 | 1840016611
Collingwood, Ontario, Canada | Collingwood | Collingwood | 44.5 | -80.2167 | Canada | CA | CAN | Ontario |  | 21793 | 1124219884
Collins, New York, United States | Collins | Collins | 42.4908 | -78.8623 | United States | US | USA | New York |  | 6511 | 1840058004
Collinsville, Illinois, United States | Collinsville | Collinsville | 38.6769 | -90.0059 | United States | US | USA | Illinois |  | 24395 | 1840007423
Collinsville, Virginia, United States | Collinsville | Collinsville | 36.7215 | -79.9121 | United States | US | USA | Virginia |  | 7031 | 1840006553
Collinsville, Oklahoma, United States | Collinsville | Collinsville | 36.3718 | -95.8611 | United States | US | USA | Oklahoma |  | 5483 | 1840019061
Collipulli, Araucanía, Chile | Collipulli | Collipulli | -37.96 | -72.43 | Chile | CL | CHL | Araucanía |  | 16392 | 1152908869
Colmar, Grand Est, France | Colmar | Colmar | 48.0817 | 7.3556 | France | FR | FRA | Grand Est | minor | 69105 | 1250950647
Colnbrook, Slough, United Kingdom | Colnbrook | Colnbrook | 51.4835 | -0.5221 | United Kingdom | GB | GBR | Slough |  | 6157 | 1826455512
Colne, Lancashire, United Kingdom | Colne | Colne | 53.8554 | -2.1756 | United Kingdom | GB | GBR | Lancashire |  | 17855 | 1826230570
Colney Heath, Hertfordshire, United Kingdom | Colney Heath | Colney Heath | 51.7353 | -0.2564 | United Kingdom | GB | GBR | Hertfordshire |  | 5962 | 1826459899
Cologne, North Rhine-Westphalia, Germany | Cologne | Cologne | 50.9422 | 6.9578 | Germany | DE | DEU | North Rhine-Westphalia |  | 1085664 | 1276015998
Colombes, Île-de-France, France | Colombes | Colombes | 48.9236 | 2.2522 | France | FR | FRA | Île-de-France |  | 85177 | 1250390247
Colômbia, São Paulo, Brazil | Colômbia | Colombia | -20.1758 | -48.6889 | Brazil | BR | BRA | São Paulo |  | 6211 | 1076258609
Colombier, Neuchâtel, Switzerland | Colombier | Colombier | 46.9667 | 6.8667 | Switzerland | CH | CHE | Neuchâtel |  | 5547 | 1756484368
Colombo, Western, Sri Lanka | Colombo | Colombo | 6.9167 | 79.8333 | Sri Lanka | LK | LKA | Western | primary | 752993 | 1144251314
Colomiers, Occitanie, France | Colomiers | Colomiers | 43.6139 | 1.3367 | France | FR | FRA | Occitanie |  | 38951 | 1250882748
Colón, Colón, Panama | Colón | Colon | 9.3598 | -79.9004 | Panama | PA | PAN | Colón | admin | 241817 | 1591599922
Colón, Matanzas, Cuba | Colón | Colon | 22.7225 | -80.9067 | Cuba | CU | CUB | Matanzas | minor | 72000 | 1192866771
Colón, Entre Ríos, Argentina | Colón | Colon | -32.2241 | -58.1419 | Argentina | AR | ARG | Entre Ríos | minor | 24835 | 1032656120
Colona, Illinois, United States | Colona | Colona | 41.4678 | -90.3445 | United States | US | USA | Illinois |  | 5120 | 1840007098
Colonia, Yap, Micronesia, Federated States Of | Colonia | Colonia | 9.5144 | 138.1292 | Micronesia, Federated States Of | FM | FSM | Yap | admin |  | 1583511563
Colonia, New Jersey, United States | Colonia | Colonia | 40.5929 | -74.3151 | United States | US | USA | New Jersey |  | 17734 | 1840005411
Colonia del Sacramento, Colonia, Uruguay | Colonia del Sacramento | Colonia del Sacramento | -34.4714 | -57.8442 | Uruguay | UY | URY | Colonia | admin | 26231 | 1858338569
Colonia del Sol, Baja California Sur, Mexico | Colonia del Sol | Colonia del Sol | 22.9125 | -109.9208 | Mexico | MX | MEX | Baja California Sur |  | 64055 | 1484445555
Colonia Nicolich, Canelones, Uruguay | Colonia Nicolich | Colonia Nicolich | -34.8161 | -56.0244 | Uruguay | UY | URY | Canelones |  | 14686 | 1858537250
Colonia Venustiano Carranza, Baja California, Mexico | Colonia Venustiano Carranza | Colonia Venustiano Carranza | 32.2275 | -115.1703 | Mexico | MX | MEX | Baja California |  | 6098 | 1484353279
Colonial Heights, Virginia, United States | Colonial Heights | Colonial Heights | 37.265 | -77.3969 | United States | US | USA | Virginia |  | 17370 | 1840003860
Colonial Park, Pennsylvania, United States | Colonial Park | Colonial Park | 40.2997 | -76.8068 | United States | US | USA | Pennsylvania |  | 12886 | 1840005398
Colonie, New York, United States | Colonie | Colonie | 42.7396 | -73.7874 | United States | US | USA | New York |  | 82882 | 1840004495
Colorado, Paraná, Brazil | Colorado | Colorado | -22.8378 | -51.9728 | Brazil | BR | BRA | Paraná |  | 22345 | 1076860546
Colorado City, Arizona, United States | Colorado City | Colorado City | 36.9774 | -112.983 | United States | US | USA | Arizona |  | 8258 | 1840023170
Colorado City, Texas, United States | Colorado City | Colorado City | 32.3994 | -100.8582 | United States | US | USA | Texas |  | 5533 | 1840019472
Colorado Springs, Colorado, United States | Colorado Springs | Colorado Springs | 38.8674 | -104.7606 | United States | US | USA | Colorado |  | 642413 | 1840018825
Colton, California, United States | Colton | Colton | 34.0538 | -117.3254 | United States | US | USA | California |  | 54824 | 1840019120
Colts Neck, New Jersey, United States | Colts Neck | Colts Neck | 40.2928 | -74.168 | United States | US | USA | New Jersey |  | 9948 | 1840081833
Columbia, South Carolina, United States | Columbia | Columbia | 34.0376 | -80.9037 | United States | US | USA | South Carolina | admin | 560041 | 1840014730
Columbia, Missouri, United States | Columbia | Columbia | 38.9478 | -92.3256 | United States | US | USA | Missouri |  | 141645 | 1840007391
Columbia, Maryland, United States | Columbia | Columbia | 39.2004 | -76.859 | United States | US | USA | Maryland |  | 103663 | 1840005803
Columbia, Tennessee, United States | Columbia | Columbia | 35.6235 | -87.0486 | United States | US | USA | Tennessee |  | 40663 | 1840014518
Columbia, Illinois, United States | Columbia | Columbia | 38.4581 | -90.2156 | United States | US | USA | Illinois |  | 10513 | 1840007502
Columbia, Pennsylvania, United States | Columbia | Columbia | 40.0348 | -76.4944 | United States | US | USA | Pennsylvania |  | 10355 | 1840003713
Columbia, Mississippi, United States | Columbia | Columbia | 31.2564 | -89.8266 | United States | US | USA | Mississippi |  | 6468 | 1840014970
Columbia, Connecticut, United States | Columbia | Columbia | 41.6939 | -72.3072 | United States | US | USA | Connecticut |  | 5421 | 1840034367
Columbia City, Indiana, United States | Columbia City | Columbia City | 41.1612 | -85.4855 | United States | US | USA | Indiana |  | 9735 | 1840007140
Columbia Falls, Montana, United States | Columbia Falls | Columbia Falls | 48.3708 | -114.1903 | United States | US | USA | Montana |  | 7556 | 1840018351
Columbia Heights, Minnesota, United States | Columbia Heights | Columbia Heights | 45.0484 | -93.2472 | United States | US | USA | Minnesota |  | 20427 | 1840006712
Columbiana, Ohio, United States | Columbiana | Columbiana | 40.8871 | -80.675 | United States | US | USA | Ohio |  | 7931 | 1840007175
Columbine, Colorado, United States | Columbine | Columbine | 39.5879 | -105.0694 | United States | US | USA | Colorado |  | 25094 | 1840135257
Columbus, Ohio, United States | Columbus | Columbus | 39.9862 | -82.985 | United States | US | USA | Ohio | admin | 1562009 | 1840003760
Columbus, Georgia, United States | Columbus | Columbus | 32.51 | -84.8771 | United States | US | USA | Georgia |  | 261445 | 1840014887
Columbus, Indiana, United States | Columbus | Columbus | 39.2093 | -85.9183 | United States | US | USA | Indiana |  | 59897 | 1840013714
Columbus, Mississippi, United States | Columbus | Columbus | 33.5088 | -88.4096 | United States | US | USA | Mississippi |  | 31084 | 1840014807
Columbus, Nebraska, United States | Columbus | Columbus | 41.4368 | -97.3563 | United States | US | USA | Nebraska |  | 23463 | 1840003345
Columbus, Wisconsin, United States | Columbus | Columbus | 43.3354 | -89.03 | United States | US | USA | Wisconsin |  | 6793 | 1840002708
Colusa, California, United States | Colusa | Colusa | 39.2059 | -122.0125 | United States | US | USA | California |  | 6891 | 1840018810
Colville, Washington, United States | Colville | Colville | 48.5454 | -117.8986 | United States | US | USA | Washington |  | 5135 | 1840018361
Colwood, British Columbia, Canada | Colwood | Colwood | 48.4236 | -123.4958 | Canada | CA | CAN | British Columbia |  | 16859 | 1124000395
Colwyn Bay, Conwy, United Kingdom | Colwyn Bay | Colwyn Bay | 53.29 | -3.7 | United Kingdom | GB | GBR | Conwy |  | 34284 | 1826306536
Comala, Colima, Mexico | Comala | Comala | 19.3208 | -103.7603 | Mexico | MX | MEX | Colima | minor | 20888 | 1484287042
Comallo, Río Negro, Argentina | Comallo | Comallo | -41.0333 | -70.2666 | Argentina | AR | ARG | Río Negro |  | 741 | 1032806030
Comandante Fontana, Formosa, Argentina | Comandante Fontana | Comandante Fontana | -25.3333 | -59.6833 | Argentina | AR | ARG | Formosa | minor | 4277 | 1032594164
Comandante Luis Piedra Buena, Santa Cruz, Argentina | Comandante Luis Piedra Buena | Comandante Luis Piedra Buena | -49.9745 | -68.9035 | Argentina | AR | ARG | Santa Cruz |  | 410 | 1032946044
Comăneşti, Bacău, Romania | Comăneşti | Comanesti | 46.4132 | 26.4362 | Romania | RO | ROU | Bacău |  | 19568 | 1642511009
Comarapa, Santa Cruz, Bolivia | Comarapa | Comarapa | -17.9136 | -64.5297 | Bolivia | BO | BOL | Santa Cruz |  | 15919 | 1068701913
Comarnic, Prahova, Romania | Comarnic | Comarnic | 45.2511 | 25.6353 | Romania | RO | ROU | Prahova |  | 11970 | 1642476433
Comayagua, Comayagua, Honduras | Comayagua | Comayagua | 14.46 | -87.65 | Honduras | HN | HND | Comayagua | admin | 144785 | 1340015594
Comayagüela, Francisco Morazán, Honduras | Comayagüela | Comayaguela | 14.0833 | -87.2167 | Honduras | HN | HND | Francisco Morazán |  | 1250000 | 1340762485
Combarbalá, Coquimbo, Chile | Combarbalá | Combarbala | -31.18 | -71 | Chile | CL | CHL | Coquimbo |  | 5134 | 1152896722
Combee Settlement, Florida, United States | Combee Settlement | Combee Settlement | 28.0596 | -81.9053 | United States | US | USA | Florida |  | 6323 | 1840029027
Combs-la-Ville, Île-de-France, France | Combs-la-Ville | Combs-la-Ville | 48.67 | 2.56 | France | FR | FRA | Île-de-France |  | 22383 | 1250661921
Comendador, El Valle, Dominican Republic | Comendador | Comendador | 18.876 | -71.707 | Dominican Republic | DO | DOM | El Valle | minor | 43894 | 1214626724
Comilla, Chittagong, Bangladesh | Comilla | Comilla | 23.4704 | 91.17 | Bangladesh | BD | BGD | Chittagong |  | 389411 | 1050609330
Comines, Hauts-de-France, France | Comines | Comines | 50.7611 | 3.0078 | France | FR | FRA | Hauts-de-France |  | 12358 | 1250749868
Comitán, Chiapas, Mexico | Comitán | Comitan | 16.2511 | -92.1342 | Mexico | MX | MEX | Chiapas | minor | 170000 | 1484955658
Commack, New York, United States | Commack | Commack | 40.8443 | -73.2834 | United States | US | USA | New York |  | 36936 | 1840005030
Commerce, California, United States | Commerce | Commerce | 33.9963 | -118.1519 | United States | US | USA | California |  | 12661 | 1840019239
Commerce, Texas, United States | Commerce | Commerce | 33.2421 | -95.8991 | United States | US | USA | Texas |  | 9247 | 1840019394
Commerce, Georgia, United States | Commerce | Commerce | 34.2133 | -83.473 | United States | US | USA | Georgia |  | 7172 | 1840014720
Commerce City, Colorado, United States | Commerce City | Commerce City | 39.8642 | -104.8434 | United States | US | USA | Colorado |  | 60336 | 1840018785
Commercial, New Jersey, United States | Commercial | Commercial | 39.2763 | -75.0407 | United States | US | USA | New Jersey |  | 5026 | 1840081593
Como, Lombardy, Italy | Como | Como | 45.8103 | 9.0861 | Italy | IT | ITA | Lombardy | minor | 84378 | 1380994905
Comodoro Rivadavia, Chubut, Argentina | Comodoro Rivadavia | Comodoro Rivadavia | -45.8667 | -67.5 | Argentina | AR | ARG | Chubut | minor | 173266 | 1032042035
Comonfort, Guanajuato, Mexico | Comonfort | Comonfort | 20.7167 | -100.7667 | Mexico | MX | MEX | Guanajuato | minor | 67642 | 1484359235
Comox, British Columbia, Canada | Comox | Comox | 49.6733 | -124.9022 | Canada | CA | CAN | British Columbia |  | 14828 | 1124788300
Compiègne, Hauts-de-France, France | Compiègne | Compiegne | 49.4149 | 2.8231 | France | FR | FRA | Hauts-de-France | minor | 40199 | 1250876040
Compostela, Nayarit, Mexico | Compostela | Compostela | 21.2389 | -104.9 | Mexico | MX | MEX | Nayarit | minor | 37478 | 1484966833
Compton, California, United States | Compton | Compton | 33.893 | -118.2275 | United States | US | USA | California |  | 95605 | 1840019240
Comrat, Găgăuzia, Moldova | Comrat | Comrat | 46.3003 | 28.6572 | Moldova | MD | MDA | Găgăuzia | admin | 20113 | 1498677351
Comstock Northwest, Michigan, United States | Comstock Northwest | Comstock Northwest | 42.3219 | -85.518 | United States | US | USA | Michigan |  | 6144 | 1840073785
Comstock Park, Michigan, United States | Comstock Park | Comstock Park | 43.0438 | -85.6779 | United States | US | USA | Michigan |  | 10374 | 1840004307
Conakry, Conakry, Guinea | Conakry | Conakry | 9.5092 | -13.7122 | Guinea | GN | GIN | Conakry | primary | 1667864 | 1324568159
Conceição do Araguaia, Pará, Brazil | Conceição do Araguaia | Conceicao do Araguaia | -8.25 | -49.29 | Brazil | BR | BRA | Pará |  | 27115 | 1076224782
Concepción, Biobío, Chile | Concepción | Concepcion | -36.8271 | -73.0503 | Chile | CL | CHL | Biobío | admin | 217537 | 1152838958
Concepción, Concepción, Paraguay | Concepción | Concepcion | -23.4025 | -57.4414 | Paraguay | PY | PRY | Concepción | admin | 87215 | 1600557615
Concepción del Uruguay, Entre Ríos, Argentina | Concepción del Uruguay | Concepcion del Uruguay | -32.4833 | -58.2333 | Argentina | AR | ARG | Entre Ríos | minor | 72528 | 1032999059
Conception Bay South, Newfoundland and Labrador, Canada | Conception Bay South | Conception Bay South | 47.5167 | -52.9833 | Canada | CA | CAN | Newfoundland and Labrador |  | 26199 | 1124000563
Conchal, São Paulo, Brazil | Conchal | Conchal | -22.33 | -47.1728 | Brazil | BR | BRA | São Paulo |  | 27132 | 1076034589
Conchas, São Paulo, Brazil | Conchas | Conchas | -23.0134 | -48.0078 | Brazil | BR | BRA | São Paulo |  | 17406 | 1076967858
Concord, California, United States | Concord | Concord | 37.9722 | -122.0016 | United States | US | USA | California |  | 652308 | 1840018905
Concord, North Carolina, United States | Concord | Concord | 35.3933 | -80.6366 | United States | US | USA | North Carolina |  | 261801 | 1840014559
Concord, New Hampshire, United States | Concord | Concord | 43.2305 | -71.5595 | United States | US | USA | New Hampshire | admin | 43542 | 1840002747
Concord, New South Wales, Australia | Concord | Concord | -33.8444 | 151.0903 | Australia | AU | AUS | New South Wales |  | 5914 | 1036807355
Concord, Massachusetts, United States | Concord | Concord | 42.462 | -71.3639 | United States | US | USA | Massachusetts |  | 19323 | 1840053635
Concord, Missouri, United States | Concord | Concord | 38.5117 | -90.3574 | United States | US | USA | Missouri |  | 17652 | 1840006126
Concord, New York, United States | Concord | Concord | 42.545 | -78.7075 | United States | US | USA | New York |  | 8504 | 1840058009
Concord Township, Pennsylvania, United States | Concord Township | Concord Township | 39.8741 | -75.5135 | United States | US | USA | Pennsylvania |  | 17639 | 1840152841
Concordia, Entre Ríos, Argentina | Concordia | Concordia | -31.3922 | -58.0169 | Argentina | AR | ARG | Entre Ríos | minor | 149450 | 1032923957
Concordia, Sinaloa, Mexico | Concordia | Concordia | 23.2883 | -106.0675 | Mexico | MX | MEX | Sinaloa | minor | 8328 | 1484012803
Concórdia, Santa Catarina, Brazil | Concórdia | Concordia | -27.2342 | -52.0278 | Brazil | BR | BRA | Santa Catarina |  | 55367 | 1076922195
Condeixa-a-Nova, Coimbra, Portugal | Condeixa-a-Nova | Condeixa-a-Nova | 40.1167 | -8.5 | Portugal | PT | PRT | Coimbra | minor | 17078 | 1620361727
Conemaugh Township, Pennsylvania, United States | Conemaugh Township | Conemaugh Township | 40.2432 | -78.966 | United States | US | USA | Pennsylvania |  | 6977 | 1840145481
Conewago Township, Pennsylvania, United States | Conewago Township | Conewago Township | 40.0657 | -76.7932 | United States | US | USA | Pennsylvania |  | 8124 | 1840150916
Conewago Township, Pennsylvania, United States | Conewago Township | Conewago Township | 39.7977 | -77.0239 | United States | US | USA | Pennsylvania |  | 7164 | 1840143124
Conflans-Sainte-Honorine, Île-de-France, France | Conflans-Sainte-Honorine | Conflans-Sainte-Honorine | 48.9992 | 2.0983 | France | FR | FRA | Île-de-France |  | 35846 | 1250363572
Congers, New York, United States | Congers | Congers | 41.1484 | -73.9456 | United States | US | USA | New York |  | 8406 | 1840004960
Congleton, Cheshire East, United Kingdom | Congleton | Congleton | 53.162 | -2.217 | United Kingdom | GB | GBR | Cheshire East |  | 26482 | 1826471602
Conisbrough, Doncaster, United Kingdom | Conisbrough | Conisbrough | 53.479 | -1.227 | United Kingdom | GB | GBR | Doncaster |  | 14333 | 1826311843
Conjeeveram, Tamil Nādu, India | Conjeeveram | Conjeeveram | 12.8308 | 79.7078 | India | IN | IND | Tamil Nādu |  | 164384 | 1356148941
Conkal, Yucatán, Mexico | Conkal | Conkal | 21.0733 | -89.5208 | Mexico | MX | MEX | Yucatán | minor | 7173 | 1484022909
Conklin, New York, United States | Conklin | Conklin | 42.0399 | -75.8342 | United States | US | USA | New York |  | 5232 | 1840058013
Conley, Georgia, United States | Conley | Conley | 33.6398 | -84.3376 | United States | US | USA | Georgia |  | 6002 | 1840013096
Connahs Quay, Flintshire, United Kingdom | Connahs Quay | Connahs Quay | 53.2179 | -3.0573 | United Kingdom | GB | GBR | Flintshire |  | 16774 | 1826159536
Conneaut, Ohio, United States | Conneaut | Conneaut | 41.9278 | -80.5685 | United States | US | USA | Ohio |  | 13767 | 1840003337
Connell, Washington, United States | Connell | Connell | 46.6622 | -118.8404 | United States | US | USA | Washington |  | 5370 | 1840018479
Connellsville, Pennsylvania, United States | Connellsville | Connellsville | 40.0158 | -79.5899 | United States | US | USA | Pennsylvania |  | 7290 | 1840001501
Connersville, Indiana, United States | Connersville | Connersville | 39.6581 | -85.141 | United States | US | USA | Indiana |  | 14566 | 1840007318
Conning Towers Nautilus Park, Connecticut, United States | Conning Towers Nautilus Park | Conning Towers Nautilus Park | 41.3855 | -72.0686 | United States | US | USA | Connecticut |  | 9749 | 1840073288
Conover, North Carolina, United States | Conover | Conover | 35.7155 | -81.217 | United States | US | USA | North Carolina |  | 8540 | 1840014522
Conroe, Texas, United States | Conroe | Conroe | 30.3239 | -95.4825 | United States | US | USA | Texas |  | 91079 | 1840019586
Conselheiro Lafaiete, Minas Gerais, Brazil | Conselheiro Lafaiete | Conselheiro Lafaiete | -20.67 | -43.79 | Brazil | BR | BRA | Minas Gerais |  | 111596 | 1076456009
Consett, Durham, United Kingdom | Consett | Consett | 54.85 | -1.83 | United Kingdom | GB | GBR | Durham |  | 24828 | 1826586872
Conshohocken, Pennsylvania, United States | Conshohocken | Conshohocken | 40.0772 | -75.3035 | United States | US | USA | Pennsylvania |  | 8047 | 1840003697
Constanţa, Constanţa, Romania | Constanţa | Constanta | 44.1733 | 28.6383 | Romania | RO | ROU | Constanţa | admin | 283872 | 1642851858
Constantine, Constantine, Algeria | Constantine | Constantine | 36.365 | 6.6147 | Algeria | DZ | DZA | Constantine | admin | 448374 | 1012275076
Constitución, Maule, Chile | Constitución | Constitucion | -35.3296 | -72.42 | Chile | CL | CHL | Maule |  | 37917 | 1152065066
Contamana, Loreto, Peru | Contamana | Contamana | -7.3333 | -75.0167 | Peru | PE | PER | Loreto | minor | 18921 | 1604465551
Contla, Tlaxcala, Mexico | Contla | Contla | 19.3333 | -98.1667 | Mexico | MX | MEX | Tlaxcala | minor | 27610 | 1484059318
Contra Costa Centre, California, United States | Contra Costa Centre | Contra Costa Centre | 37.9261 | -122.054 | United States | US | USA | California |  | 6497 | 1840028422
Contrecoeur, Quebec, Canada | Contrecoeur | Contrecoeur | 45.85 | -73.2333 | Canada | CA | CAN | Quebec |  | 6252 | 1124384220
Converse, Texas, United States | Converse | Converse | 29.5091 | -98.3084 | United States | US | USA | Texas |  | 28171 | 1840019655
Conway, Arkansas, United States | Conway | Conway | 35.0754 | -92.4694 | United States | US | USA | Arkansas |  | 74951 | 1840014598
Conway, South Carolina, United States | Conway | Conway | 33.8399 | -79.0424 | United States | US | USA | South Carolina |  | 25956 | 1840014716
Conway, Florida, United States | Conway | Conway | 28.4968 | -81.3316 | United States | US | USA | Florida |  | 13548 | 1840013121
Conway, New Hampshire, United States | Conway | Conway | 44.0085 | -71.0719 | United States | US | USA | New Hampshire |  | 10078 | 1840054762
Conwy, Conwy, United Kingdom | Conwy | Conwy | 53.28 | -3.83 | United Kingdom | GB | GBR | Conwy |  | 14723 | 1826011797
Conyers, Georgia, United States | Conyers | Conyers | 33.6645 | -83.9966 | United States | US | USA | Georgia |  | 16256 | 1840014806
Cookeville, Tennessee, United States | Cookeville | Cookeville | 36.1484 | -85.5114 | United States | US | USA | Tennessee |  | 50408 | 1840014470
Cookshire, Quebec, Canada | Cookshire | Cookshire | 45.3729 | -71.672 | Canada | CA | CAN | Quebec |  | 5393 | 1124895156
Coolbaugh, Pennsylvania, United States | Coolbaugh | Coolbaugh | 41.1837 | -75.4386 | United States | US | USA | Pennsylvania |  | 20327 | 1840145213
Coolidge, Arizona, United States | Coolidge | Coolidge | 32.9395 | -111.5261 | United States | US | USA | Arizona |  | 12124 | 1840019367
Cooma, New South Wales, Australia | Cooma | Cooma | -36.235 | 149.1258 | Australia | AU | AUS | New South Wales |  | 6681 | 1036070931
Coon Rapids, Minnesota, United States | Coon Rapids | Coon Rapids | 45.1755 | -93.3095 | United States | US | USA | Minnesota |  | 62998 | 1840006714
Cooper City, Florida, United States | Cooper City | Cooper City | 26.0463 | -80.2862 | United States | US | USA | Florida |  | 35800 | 1840015133
Cooranbong, New South Wales, Australia | Cooranbong | Cooranbong | -33.074 | 151.451 | Australia | AU | AUS | New South Wales |  | 5449 | 1036555720
Coos Bay, Oregon, United States | Coos Bay | Coos Bay | 43.3789 | -124.233 | United States | US | USA | Oregon |  | 32159 | 1840018653
Cootamundra, New South Wales, Australia | Cootamundra | Cootamundra | -34.6417 | 148.025 | Australia | AU | AUS | New South Wales |  | 6782 | 1036618399
Copenhagen, Hovedstaden, Denmark | Copenhagen | Copenhagen | 55.6786 | 12.5635 | Denmark | DK | DNK | Hovedstaden | primary | 1085000 | 1208763942
Copiague, New York, United States | Copiague | Copiague | 40.6728 | -73.3932 | United States | US | USA | New York |  | 23716 | 1840005031
Copiapó, Atacama, Chile | Copiapó | Copiapo | -27.3665 | -70.3323 | Chile | CL | CHL | Atacama | admin | 150804 | 1152406965
Coppell, Texas, United States | Coppell | Coppell | 32.9638 | -96.9905 | United States | US | USA | Texas |  | 41421 | 1840019439
Copperas Cove, Texas, United States | Copperas Cove | Copperas Cove | 31.1192 | -97.914 | United States | US | USA | Texas |  | 33235 | 1840019538
Coppull, Lancashire, United Kingdom | Coppull | Coppull | 53.62 | -2.661 | United Kingdom | GB | GBR | Lancashire |  | 7959 | 1826322199
Copşa Mică, Sibiu, Romania | Copşa Mică | Copsa Mica | 46.1125 | 24.2306 | Romania | RO | ROU | Sibiu |  | 5404 | 1642224148
Coquimatlán, Colima, Mexico | Coquimatlán | Coquimatlan | 19.2038 | -103.8086 | Mexico | MX | MEX | Colima | minor | 13358 | 1484193381
Coquimbo, Coquimbo, Chile | Coquimbo | Coquimbo | -29.9532 | -71.338 | Chile | CL | CHL | Coquimbo | minor | 204068 | 1152038253
Coquitlam, British Columbia, Canada | Coquitlam | Coquitlam | 49.2839 | -122.7919 | Canada | CA | CAN | British Columbia |  | 139284 | 1124000500
Corabia, Olt, Romania | Corabia | Corabia | 43.7736 | 24.5033 | Romania | RO | ROU | Olt |  | 16441 | 1642203673
Coracora, Ayacucho, Peru | Coracora | Coracora | -15.017 | -73.7804 | Peru | PE | PER | Ayacucho |  | 7420 | 1604800656
Coral Gables, Florida, United States | Coral Gables | Coral Gables | 25.7037 | -80.2715 | United States | US | USA | Florida |  | 49700 | 1840015147
Coral Hills, Maryland, United States | Coral Hills | Coral Hills | 38.8709 | -76.9234 | United States | US | USA | Maryland |  | 9460 | 1840005950
Coral Springs, Florida, United States | Coral Springs | Coral Springs | 26.2702 | -80.2591 | United States | US | USA | Florida |  | 133759 | 1840015134
Coral Terrace, Florida, United States | Coral Terrace | Coral Terrace | 25.7464 | -80.3049 | United States | US | USA | Florida |  | 25234 | 1840029028
Coralville, Iowa, United States | Coralville | Coralville | 41.699 | -91.5967 | United States | US | USA | Iowa |  | 22290 | 1840007076
Coram, New York, United States | Coram | Coram | 40.8813 | -73.0059 | United States | US | USA | New York |  | 39977 | 1840005032
Coraopolis, Pennsylvania, United States | Coraopolis | Coraopolis | 40.5148 | -80.1627 | United States | US | USA | Pennsylvania |  | 5424 | 1840001220
Corbeil-Essonnes, Île-de-France, France | Corbeil-Essonnes | Corbeil-Essonnes | 48.6139 | 2.482 | France | FR | FRA | Île-de-France |  | 51292 | 1250742467
Corbin, Kentucky, United States | Corbin | Corbin | 36.9321 | -84.1004 | United States | US | USA | Kentucky |  | 7202 | 1840014405
Corby, Northamptonshire, United Kingdom | Corby | Corby | 52.4914 | -0.6965 | United Kingdom | GB | GBR | Northamptonshire |  | 54927 | 1826582778
Corcoran, California, United States | Corcoran | Corcoran | 36.0839 | -119.561 | United States | US | USA | California |  | 22581 | 1840019056
Corcoran, Minnesota, United States | Corcoran | Corcoran | 45.1089 | -93.5837 | United States | US | USA | Minnesota |  | 6250 | 1840006744
Cordeirópolis, São Paulo, Brazil | Cordeirópolis | Cordeiropolis | -22.4819 | -47.4569 | Brazil | BR | BRA | São Paulo |  | 23234 | 1076452499
Cordele, Georgia, United States | Cordele | Cordele | 31.9563 | -83.7694 | United States | US | USA | Georgia |  | 11719 | 1840014934
Córdoba, Córdoba, Argentina | Córdoba | Cordoba | -31.4167 | -64.1833 | Argentina | AR | ARG | Córdoba | admin | 1329604 | 1032803249
Córdoba, Andalusia, Spain | Córdoba | Cordoba | 37.8833 | -4.7667 | Spain | ES | ESP | Andalusia | minor | 325701 | 1724706440
Córdoba, Veracruz, Mexico | Córdoba | Cordoba | 18.8942 | -96.9347 | Mexico | MX | MEX | Veracruz | minor | 218153 | 1484179679
Corella, Navarre, Spain | Corella | Corella | 42.1147 | -1.7867 | Spain | ES | ESP | Navarre |  | 7971 | 1724452724
Corfe Mullen, Dorset, United Kingdom | Corfe Mullen | Corfe Mullen | 50.7701 | -2.0175 | United Kingdom | GB | GBR | Dorset |  | 10133 | 1826707592
Corinda, Queensland, Australia | Corinda | Corinda | -27.4833 | 153.1 | Australia | AU | AUS | Queensland |  | 11019 | 1036501460
Corinth, Texas, United States | Corinth | Corinth | 33.1435 | -97.0681 | United States | US | USA | Texas |  | 22099 | 1840019389
Corinth, Mississippi, United States | Corinth | Corinth | 34.9474 | -88.5143 | United States | US | USA | Mississippi |  | 12382 | 1840014638
Corinth, New York, United States | Corinth | Corinth | 43.2269 | -73.8847 | United States | US | USA | New York |  | 6455 | 1840004255
Corinto, Chinandega, Nicaragua | Corinto | Corinto | 12.4833 | -87.1833 | Nicaragua | NI | NIC | Chinandega | minor | 22000 | 1558830378
Cork, Cork, Ireland | Cork | Cork | 51.9 | -8.4731 | Ireland | IE | IRL | Cork | admin | 208669 | 1372221853
Çorlu, Tekirdağ, Turkey | Çorlu | Corlu | 41.1597 | 27.8028 | Turkey | TR | TUR | Tekirdağ | minor | 262862 | 1792855069
Corman Park No. 344, Saskatchewan, Canada | Corman Park No. 344 | Corman Park No. 344 | 52.2291 | -106.8002 | Canada | CA | CAN | Saskatchewan |  | 8568 | 1124000077
Cormeilles-en-Parisis, Île-de-France, France | Cormeilles-en-Parisis | Cormeilles-en-Parisis | 48.9739 | 2.2014 | France | FR | FRA | Île-de-France |  | 24161 | 1250599649
Cornelia, Georgia, United States | Cornelia | Cornelia | 34.517 | -83.531 | United States | US | USA | Georgia |  | 20913 | 1840014661
Cornelius, Oregon, United States | Cornelius | Cornelius | 45.519 | -123.0514 | United States | US | USA | Oregon |  | 12822 | 1840018557
Cornelius, North Carolina, United States | Cornelius | Cornelius | 35.4725 | -80.8801 | United States | US | USA | North Carolina |  | 30257 | 1840016352
Corner Brook, Newfoundland and Labrador, Canada | Corner Brook | Corner Brook | 48.9287 | -57.926 | Canada | CA | CAN | Newfoundland and Labrador |  | 19806 | 1124244792
Corning, New York, United States | Corning | Corning | 42.147 | -77.0561 | United States | US | USA | New York |  | 19296 | 1840000443
Corning, California, United States | Corning | Corning | 39.9282 | -122.182 | United States | US | USA | California |  | 8604 | 1840018762
Cornwall, Ontario, Canada | Cornwall | Cornwall | 45.0275 | -74.74 | Canada | CA | CAN | Ontario |  | 46589 | 1124938303
Cornwall, New York, United States | Cornwall | Cornwall | 41.4195 | -74.054 | United States | US | USA | New York |  | 12442 | 1840087346
Cornwall, Prince Edward Island, Canada | Cornwall | Cornwall | 46.2407 | -63.2009 | Canada | CA | CAN | Prince Edward Island |  | 5348 | 1124001245
Coro, Falcón, Venezuela | Coro | Coro | 11.395 | -69.6816 | Venezuela | VE | VEN | Falcón | admin | 284266 | 1862429150
Coroados, São Paulo, Brazil | Coroados | Coroados | -21.3519 | -50.2814 | Brazil | BR | BRA | São Paulo |  | 5753 | 1076699768
Coroatá, Maranhão, Brazil | Coroatá | Coroata | -4.13 | -44.1242 | Brazil | BR | BRA | Maranhão |  | 34129 | 1076890180
Corocoro, La Paz, Bolivia | Corocoro | Corocoro | -17.1696 | -68.45 | Bolivia | BO | BOL | La Paz |  | 1884 | 1068830457
Coroico, La Paz, Bolivia | Coroico | Coroico | -16.1833 | -67.7333 | Bolivia | BO | BOL | La Paz |  | 2319 | 1068106383
Corona, California, United States | Corona | Corona | 33.8616 | -117.5649 | United States | US | USA | California |  | 169868 | 1840019305
Corona de Tucson, Arizona, United States | Corona de Tucson | Corona de Tucson | 31.9495 | -110.7836 | United States | US | USA | Arizona |  | 8326 | 1840018106
Coronado, California, United States | Coronado | Coronado | 32.664 | -117.16 | United States | US | USA | California |  | 23731 | 1840019354
Coronel, Biobío, Chile | Coronel | Coronel | -37.03 | -73.16 | Chile | CL | CHL | Biobío |  | 92940 | 1152234834
Coronel Bogado, Itapúa, Paraguay | Coronel Bogado | Coronel Bogado | -27.17 | -56.25 | Paraguay | PY | PRY | Itapúa |  | 14297 | 1600512741
Coronel Dorrego, Buenos Aires, Argentina | Coronel Dorrego | Coronel Dorrego | -38.7187 | -61.2873 | Argentina | AR | ARG | Buenos Aires | minor | 11510 | 1032800825
Coronel Oviedo, Caaguazú, Paraguay | Coronel Oviedo | Coronel Oviedo | -25.45 | -56.44 | Paraguay | PY | PRY | Caaguazú | admin | 88101 | 1600075989
Coronel Suárez, Buenos Aires, Argentina | Coronel Suárez | Coronel Suarez | -37.4547 | -61.9334 | Argentina | AR | ARG | Buenos Aires | minor | 23621 | 1032444981
Coroneo, Guanajuato, Mexico | Coroneo | Coroneo | 20.1333 | -100.3333 | Mexico | MX | MEX | Guanajuato | minor | 10347 | 1484498281
Çorovodë, Berat, Albania | Çorovodë | Corovode | 40.5042 | 20.2272 | Albania | AL | ALB | Berat |  | 4051 | 1008566247
Corowa, New South Wales, Australia | Corowa | Corowa | -35.9833 | 146.3833 | Australia | AU | AUS | New South Wales |  | 5482 | 1036866154
Corozal, Corozal, Belize | Corozal | Corozal | 18.4 | -88.4 | Belize | BZ | BLZ | Corozal | admin | 8800 | 1084938400
Corozal, Puerto Rico, Puerto Rico | Corozal | Corozal | 18.3411 | -66.3124 | Puerto Rico | PR | PRI | Puerto Rico |  | 8871 | 1630035655
Corpus Christi, Texas, United States | Corpus Christi | Corpus Christi | 27.726 | -97.3755 | United States | US | USA | Texas |  | 342464 | 1840019718
Corrales, New Mexico, United States | Corrales | Corrales | 35.2366 | -106.6191 | United States | US | USA | New Mexico |  | 8696 | 1840022681
Corrientes, Corrientes, Argentina | Corrientes | Corrientes | -27.4833 | -58.8167 | Argentina | AR | ARG | Corrientes | admin | 352646 | 1032173097
Corry, Pennsylvania, United States | Corry | Corry | 41.9259 | -79.6358 | United States | US | USA | Pennsylvania |  | 6175 | 1840000474
Corsham, Wiltshire, United Kingdom | Corsham | Corsham | 51.43 | -2.19 | United Kingdom | GB | GBR | Wiltshire |  | 13000 | 1826346821
Corsicana, Texas, United States | Corsicana | Corsicana | 32.0824 | -96.4665 | United States | US | USA | Texas |  | 22728 | 1840019505
Cortazar, Guanajuato, Mexico | Cortazar | Cortazar | 20.483 | -100.933 | Mexico | MX | MEX | Guanajuato | minor | 57748 | 1484238779
Corte Madera, California, United States | Corte Madera | Corte Madera | 37.9238 | -122.5129 | United States | US | USA | California |  | 9751 | 1840022519
Cortês, Pernambuco, Brazil | Cortês | Cortes | -8.47 | -35.5436 | Brazil | BR | BRA | Pernambuco |  | 12452 | 1076047462
Cortez, Colorado, United States | Cortez | Cortez | 37.3505 | -108.5766 | United States | US | USA | Colorado |  | 8630 | 1840018928
Cortland, New York, United States | Cortland | Cortland | 42.6004 | -76.1784 | United States | US | USA | New York |  | 26729 | 1840000419
Cortland, Ohio, United States | Cortland | Cortland | 41.332 | -80.7195 | United States | US | USA | Ohio |  | 6768 | 1840007128
Cortlandt, New York, United States | Cortlandt | Cortlandt | 41.2553 | -73.9019 | United States | US | USA | New York |  | 42446 | 1840087347
Cortlandville, New York, United States | Cortlandville | Cortlandville | 42.5892 | -76.1615 | United States | US | USA | New York |  | 8234 | 1840087348
Çorum, Çorum, Turkey | Çorum | Corum | 40.5489 | 34.9533 | Turkey | TR | TUR | Çorum | admin | 294807 | 1792065200
Corumbá, Mato Grosso do Sul, Brazil | Corumbá | Corumba | -19.0089 | -57.6528 | Brazil | BR | BRA | Mato Grosso do Sul |  | 109294 | 1076131775
Corvallis, Oregon, United States | Corvallis | Corvallis | 44.5697 | -123.278 | United States | US | USA | Oregon |  | 67467 | 1840018611
Corydon, Indiana, United States | Corydon | Corydon | 38.213 | -86.1257 | United States | US | USA | Indiana |  | 5645 | 1840009820
Cos Cob, Connecticut, United States | Cos Cob | Cos Cob | 41.0513 | -73.5931 | United States | US | USA | Connecticut |  | 6959 | 1840026281
Cosalá, Sinaloa, Mexico | Cosalá | Cosala | 24.4125 | -106.6917 | Mexico | MX | MEX | Sinaloa | minor | 6577 | 1484038292
Coseley, Dudley, United Kingdom | Coseley | Coseley | 52.55 | -2.083 | United Kingdom | GB | GBR | Dudley |  | 12357 | 1826312383
Cosham, Portsmouth, United Kingdom | Cosham | Cosham | 50.8424 | -1.066 | United Kingdom | GB | GBR | Portsmouth |  | 13830 | 1826628541
Coshocton, Ohio, United States | Coshocton | Coshocton | 40.2618 | -81.848 | United States | US | USA | Ohio |  | 11347 | 1840003692
Cosmópolis, São Paulo, Brazil | Cosmópolis | Cosmopolis | -22.6458 | -47.1961 | Brazil | BR | BRA | São Paulo |  | 66807 | 1076281064
Cospicua, Bormla, Malta | Cospicua | Cospicua | 35.8856 | 14.5275 | Malta | MT | MLT | Bormla | admin |  | 1470541461
Costa Mesa, California, United States | Costa Mesa | Costa Mesa | 33.6667 | -117.9135 | United States | US | USA | California |  | 113003 | 1840019326
Costessey, Norfolk, United Kingdom | Costessey | Costessey | 52.6602 | 1.2161 | United Kingdom | GB | GBR | Norfolk |  | 12463 | 1826359411
Costeşti, Argeş, Romania | Costeşti | Costesti | 44.6697 | 24.88 | Romania | RO | ROU | Argeş |  | 10375 | 1642679241
Coswig, Saxony, Germany | Coswig | Coswig | 51.1333 | 13.5833 | Germany | DE | DEU | Saxony |  | 20817 | 1276791212
Coswig, Saxony-Anhalt, Germany | Coswig | Coswig | 51.8833 | 12.4333 | Germany | DE | DEU | Saxony-Anhalt |  | 11824 | 1276417362
Cotabato, Cotabato, Philippines | Cotabato | Cotabato | 7.2167 | 124.25 | Philippines | PH | PHL | Cotabato | admin | 299438 | 1608753128
Cotati, California, United States | Cotati | Cotati | 38.3279 | -122.7092 | United States | US | USA | California |  | 7410 | 1840018840
Coteau-du-Lac, Quebec, Canada | Coteau-du-Lac | Coteau-du-Lac | 45.3 | -74.18 | Canada | CA | CAN | Quebec |  | 7044 | 1124000308
Côte-Saint-Luc, Quebec, Canada | Côte-Saint-Luc | Cote-Saint-Luc | 45.4687 | -73.6673 | Canada | CA | CAN | Quebec |  | 32448 | 1124563603
Cotgrave, Nottinghamshire, United Kingdom | Cotgrave | Cotgrave | 52.914 | -1.042 | United Kingdom | GB | GBR | Nottinghamshire |  | 7203 | 1826053509
Cotia, São Paulo, Brazil | Cotia | Cotia | -23.6039 | -46.9189 | Brazil | BR | BRA | São Paulo |  | 229548 | 1076098590
Cotija de la Paz, México, Mexico | Cotija de la Paz | Cotija de la Paz | 19.81 | -102.7047 | Mexico | MX | MEX | México | minor | 19018 | 1484490839
Coto de Caza, California, United States | Coto de Caza | Coto de Caza | 33.5961 | -117.5862 | United States | US | USA | California |  | 14931 | 1840028363
Cotonou, Littoral, Benin | Cotonou | Cotonou | 6.4 | 2.52 | Benin | BJ | BEN | Littoral | primary | 762000 | 1204955174
Cottage Grove, Minnesota, United States | Cottage Grove | Cottage Grove | 44.8161 | -92.9274 | United States | US | USA | Minnesota |  | 37604 | 1840006735
Cottage Grove, Oregon, United States | Cottage Grove | Cottage Grove | 43.7961 | -123.0573 | United States | US | USA | Oregon |  | 11892 | 1840018624
Cottage Grove, Wisconsin, United States | Cottage Grove | Cottage Grove | 43.091 | -89.2034 | United States | US | USA | Wisconsin |  | 7143 | 1840002910
Cottage Lake, Washington, United States | Cottage Lake | Cottage Lake | 47.7466 | -122.0755 | United States | US | USA | Washington |  | 23955 | 1840037848
Cottbus, Brandenburg, Germany | Cottbus | Cottbus | 51.7606 | 14.3342 | Germany | DE | DEU | Brandenburg | minor | 100219 | 1276436655
Cottenham, Cambridgeshire, United Kingdom | Cottenham | Cottenham | 52.2865 | 0.1244 | United Kingdom | GB | GBR | Cambridgeshire |  | 6095 | 1826834854
Cottica, Sipaliwini, Suriname | Cottica | Cottica | 3.8547 | -54.2289 | Suriname | SR | SUR | Sipaliwini |  | 29210 | 1740371814
Cottingham, Kingston upon Hull, City of, United Kingdom | Cottingham | Cottingham | 53.7822 | -0.4136 | United Kingdom | GB | GBR | Kingston upon Hull, City of |  | 17164 | 1826515818
Cottleville, Missouri, United States | Cottleville | Cottleville | 38.7513 | -90.6582 | United States | US | USA | Missouri |  | 5608 | 1840007427
Cottonwood, Arizona, United States | Cottonwood | Cottonwood | 34.7192 | -112.0014 | United States | US | USA | Arizona |  | 12253 | 1840019168
Cottonwood Heights, Utah, United States | Cottonwood Heights | Cottonwood Heights | 40.6137 | -111.8144 | United States | US | USA | Utah |  | 33843 | 1840018746
Cotuí, Cibao Sur, Dominican Republic | Cotuí | Cotui | 19.06 | -70.15 | Dominican Republic | DO | DOM | Cibao Sur | minor | 79596 | 1214299029
Coudekerque-Branche, Hauts-de-France, France | Coudekerque-Branche | Coudekerque-Branche | 51.0253 | 2.3917 | France | FR | FRA | Hauts-de-France |  | 21134 | 1250526010
Couëron, Pays de la Loire, France | Couëron | Coueron | 47.2156 | -1.7228 | France | FR | FRA | Pays de la Loire |  | 21372 | 1250732111
Coulsdon, Croydon, United Kingdom | Coulsdon | Coulsdon | 51.3211 | -0.1386 | United Kingdom | GB | GBR | Croydon |  | 25695 | 1826373748
Council Bluffs, Iowa, United States | Council Bluffs | Council Bluffs | 41.2369 | -95.8517 | United States | US | USA | Iowa |  | 62166 | 1840007117
Coundon, Durham, United Kingdom | Coundon | Coundon | 54.6637 | -1.6341 | United Kingdom | GB | GBR | Durham |  | 7139 | 1826182728
Countesthorpe, Leicestershire, United Kingdom | Countesthorpe | Countesthorpe | 52.555 | -1.14 | United Kingdom | GB | GBR | Leicestershire |  | 6377 | 1826108290
Country Club, Florida, United States | Country Club | Country Club | 25.9407 | -80.3102 | United States | US | USA | Florida |  | 49684 | 1840029029
Country Club, California, United States | Country Club | Country Club | 37.9687 | -121.3408 | United States | US | USA | California |  | 9846 | 1840028364
Country Club Estates, Georgia, United States | Country Club Estates | Country Club Estates | 31.2113 | -81.4622 | United States | US | USA | Georgia |  | 8160 | 1840029452
Country Club Hills, Illinois, United States | Country Club Hills | Country Club Hills | 41.5637 | -87.725 | United States | US | USA | Illinois |  | 16482 | 1840007025
Country Homes, Washington, United States | Country Homes | Country Homes | 47.7478 | -117.4196 | United States | US | USA | Washington |  | 6054 | 1840017334
Country Walk, Florida, United States | Country Walk | Country Walk | 25.6331 | -80.4353 | United States | US | USA | Florida |  | 17114 | 1840028979
Countryside, Virginia, United States | Countryside | Countryside | 39.0518 | -77.4124 | United States | US | USA | Virginia |  | 10042 | 1840024500
Countryside, Illinois, United States | Countryside | Countryside | 41.7741 | -87.8752 | United States | US | USA | Illinois |  | 5933 | 1840007026
Courbevoic, Île-de-France, France | Courbevoic | Courbevoic | 48.8978 | 2.2531 | France | FR | FRA | Île-de-France |  | 81719 | 1250060303
Courcouronnes, Île-de-France, France | Courcouronnes | Courcouronnes | 48.6239 | 2.4294 | France | FR | FRA | Île-de-France |  | 67967 | 1250579473
Cournon-d’Auvergne, Auvergne-Rhône-Alpes, France | Cournon-d’Auvergne | Cournon-d'Auvergne | 45.7422 | 3.1972 | France | FR | FRA | Auvergne-Rhône-Alpes |  | 20043 | 1250524743
Courtenay, British Columbia, Canada | Courtenay | Courtenay | 49.6878 | -124.9944 | Canada | CA | CAN | British Columbia |  | 25599 | 1124324905
Coutances, Normandie, France | Coutances | Coutances | 49.0453 | -1.4453 | France | FR | FRA | Normandie | minor | 8501 | 1250453260
Couva, Couva/Tabaquite/Talparo, Trinidad And Tobago | Couva | Couva | 10.4167 | -61.45 | Trinidad And Tobago | TT | TTO | Couva/Tabaquite/Talparo | admin | 48858 | 1780835692
Couvin, Wallonia, Belgium | Couvin | Couvin | 50.0519 | 4.4961 | Belgium | BE | BEL | Wallonia |  | 13782 | 1056064147
Cova Figueira, Santa Catarina do Fogo, Cabo Verde | Cova Figueira | Cova Figueira | 14.8833 | -24.3 | Cabo Verde | CV | CPV | Santa Catarina do Fogo | admin |  | 1132510430
Covasna, Covasna, Romania | Covasna | Covasna | 45.8492 | 26.1853 | Romania | RO | ROU | Covasna |  | 10114 | 1642162134
Cove, Hampshire, United Kingdom | Cove | Cove | 51.2965 | -0.7939 | United Kingdom | GB | GBR | Hampshire |  | 6548 | 1826177889
Covedale, Ohio, United States | Covedale | Covedale | 39.1267 | -84.637 | United States | US | USA | Ohio |  | 6209 | 1840034226
Coventry, Coventry, United Kingdom | Coventry | Coventry | 52.4081 | -1.5106 | United Kingdom | GB | GBR | Coventry |  | 362690 | 1826979198
Coventry, Rhode Island, United States | Coventry | Coventry | 41.6933 | -71.6611 | United States | US | USA | Rhode Island |  | 34575 | 1840066132
Coventry, Connecticut, United States | Coventry | Coventry | 41.7828 | -72.3394 | United States | US | USA | Connecticut |  | 12422 | 1840034370
Covilhã, Castelo Branco, Portugal | Covilhã | Covilha | 40.2833 | -7.5 | Portugal | PT | PRT | Castelo Branco | minor | 51797 | 1620284248
Covina, California, United States | Covina | Covina | 34.0903 | -117.8817 | United States | US | USA | California |  | 47450 | 1840019241
Covington, Kentucky, United States | Covington | Covington | 39.0334 | -84.5166 | United States | US | USA | Kentucky |  | 40341 | 1840014263
Covington, Washington, United States | Covington | Covington | 47.3668 | -122.1044 | United States | US | USA | Washington |  | 21175 | 1840018425
Covington, Georgia, United States | Covington | Covington | 33.6049 | -83.8465 | United States | US | USA | Georgia |  | 14206 | 1840014808
Covington, Louisiana, United States | Covington | Covington | 30.4808 | -90.1122 | United States | US | USA | Louisiana |  | 10564 | 1840015019
Covington, Tennessee, United States | Covington | Covington | 35.5661 | -89.6482 | United States | US | USA | Tennessee |  | 8383 | 1840014547
Covington, Virginia, United States | Covington | Covington | 37.7785 | -79.9868 | United States | US | USA | Virginia |  | 7832 | 1840001688
Cowansville, Quebec, Canada | Cowansville | Cowansville | 45.2 | -72.75 | Canada | CA | CAN | Quebec |  | 12489 | 1124357421
Cowdenbeath, Fife, United Kingdom | Cowdenbeath | Cowdenbeath | 56.11 | -3.35 | United Kingdom | GB | GBR | Fife |  | 14081 | 1826932190
Cowell, South Australia, Australia | Cowell | Cowell | -33.6833 | 136.9167 | Australia | AU | AUS | South Australia |  | 1109 | 1036921929
Cowes, Isle of Wight, United Kingdom | Cowes | Cowes | 50.7595 | -1.3002 | United Kingdom | GB | GBR | Isle of Wight |  | 10405 | 1826109660
Coweta, Oklahoma, United States | Coweta | Coweta | 35.968 | -95.6543 | United States | US | USA | Oklahoma |  | 10032 | 1840019077
Cowley, Oxfordshire, United Kingdom | Cowley | Cowley | 51.733 | -1.215 | United Kingdom | GB | GBR | Oxfordshire |  | 16500 | 1826013933
Cowley, Hillingdon, United Kingdom | Cowley | Cowley | 51.528 | -0.481 | United Kingdom | GB | GBR | Hillingdon |  | 8776 | 1826903011
Cowra, New South Wales, Australia | Cowra | Cowra | -33.8183 | 148.6578 | Australia | AU | AUS | New South Wales |  | 10063 | 1036204877
Coxhoe, Durham, United Kingdom | Coxhoe | Coxhoe | 54.714 | -1.503 | United Kingdom | GB | GBR | Durham |  | 7020 | 1826767688
Coxsackie, New York, United States | Coxsackie | Coxsackie | 42.3465 | -73.8624 | United States | US | USA | New York |  | 8540 | 1840004651
Coyhaique, Aysén, Chile | Coyhaique | Coyhaique | -45.5712 | -72.0685 | Chile | CL | CHL | Aysén | admin | 49667 | 1152541137
Cozumel, Quintana Roo, Mexico | Cozumel | Cozumel | 20.5104 | -86.9493 | Mexico | MX | MEX | Quintana Roo | minor | 77236 | 1484935305
Cradock, Eastern Cape, South Africa | Cradock | Cradock | -32.1833 | 25.6167 | South Africa | ZA | ZAF | Eastern Cape |  | 32898 | 1710933404
Crafton, Pennsylvania, United States | Crafton | Crafton | 40.4333 | -80.0712 | United States | US | USA | Pennsylvania |  | 5770 | 1840001221
Craig, Colorado, United States | Craig | Craig | 40.517 | -107.5555 | United States | US | USA | Colorado |  | 9553 | 1840018741
Crailsheim, Baden-Württemberg, Germany | Crailsheim | Crailsheim | 49.1347 | 10.0706 | Germany | DE | DEU | Baden-Württemberg |  | 34400 | 1276001596
Craiova, Dolj, Romania | Craiova | Craiova | 44.3333 | 23.8167 | Romania | RO | ROU | Dolj | admin | 269506 | 1642859458
Cramahe, Ontario, Canada | Cramahe | Cramahe | 44.0833 | -77.8833 | Canada | CA | CAN | Ontario |  | 6355 | 1124000879
Cramlington, Northumberland, United Kingdom | Cramlington | Cramlington | 55.082 | -1.585 | United Kingdom | GB | GBR | Northumberland |  | 29405 | 1826152039
Cramond, Edinburgh, City of, United Kingdom | Cramond | Cramond | 55.9797 | -3.3007 | United Kingdom | GB | GBR | Edinburgh, City of |  | 7502 | 1826922874
Cranberry, Pennsylvania, United States | Cranberry | Cranberry | 40.7104 | -80.1059 | United States | US | USA | Pennsylvania |  | 30552 | 1840147947
Cranbrook, British Columbia, Canada | Cranbrook | Cranbrook | 49.5097 | -115.7667 | Canada | CA | CAN | British Columbia |  | 19259 | 1124937794
Cranbrook, Kent, United Kingdom | Cranbrook | Cranbrook | 51.0967 | 0.5356 | United Kingdom | GB | GBR | Kent |  | 6717 | 1826747115
Cranford, New Jersey, United States | Cranford | Cranford | 40.6564 | -74.3036 | United States | US | USA | New Jersey |  | 23882 | 1840081744
Cranleigh, Surrey, United Kingdom | Cranleigh | Cranleigh | 51.1363 | -0.4784 | United Kingdom | GB | GBR | Surrey |  | 11241 | 1826383822
Cranston, Rhode Island, United States | Cranston | Cranston | 41.7658 | -71.4857 | United States | US | USA | Rhode Island |  | 81456 | 1840003287
Crateús, Ceará, Brazil | Crateús | Crateus | -5.1783 | -40.6775 | Brazil | BR | BRA | Ceará |  | 52933 | 1076897989
Crato, Ceará, Brazil | Crato | Crato | -7.2342 | -39.4094 | Brazil | BR | BRA | Ceará |  | 273883 | 1076894967
Crato, Amazonas, Brazil | Crato | Crato | -7.4639 | -63.04 | Brazil | BR | BRA | Amazonas |  | 273883 | 1076425706
Cravinhos, São Paulo, Brazil | Cravinhos | Cravinhos | -21.3403 | -47.7294 | Brazil | BR | BRA | São Paulo |  | 34110 | 1076465069
Crawford, New York, United States | Crawford | Crawford | 41.5685 | -74.3168 | United States | US | USA | New York |  | 9185 | 1840058024
Crawfordsville, Indiana, United States | Crawfordsville | Crawfordsville | 40.0428 | -86.8975 | United States | US | USA | Indiana |  | 18242 | 1840007261
Crawley, West Sussex, United Kingdom | Crawley | Crawley | 51.1092 | -0.1872 | United Kingdom | GB | GBR | West Sussex |  | 106597 | 1826470693
Crayford, Kent, United Kingdom | Crayford | Crayford | 51.4491 | 0.1812 | United Kingdom | GB | GBR | Kent |  | 11226 | 1826027984
Crediton, Devon, United Kingdom | Crediton | Crediton | 50.791 | -3.656 | United Kingdom | GB | GBR | Devon |  | 7835 | 1826309219
Creel, Chihuahua, Mexico | Creel | Creel | 27.7522 | -107.6347 | Mexico | MX | MEX | Chihuahua |  | 5026 | 1484888276
Creil, Hauts-de-France, France | Creil | Creil | 49.2583 | 2.4833 | France | FR | FRA | Hauts-de-France |  | 35657 | 1250367571
Črenšovci, Črenšovci, Slovenia | Črenšovci | Crensovci | 46.5744 | 16.2906 | Slovenia | SI | SVN | Črenšovci | admin |  | 1705698578
Cresaptown, Maryland, United States | Cresaptown | Cresaptown | 39.5912 | -78.855 | United States | US | USA | Maryland |  | 5977 | 1840026620
Crescent City, California, United States | Crescent City | Crescent City | 41.7727 | -124.1902 | United States | US | USA | California |  | 16849 | 1840018707
Cresskill, New Jersey, United States | Cresskill | Cresskill | 40.9405 | -73.9596 | United States | US | USA | New Jersey |  | 8668 | 1840003539
Cresson, Pennsylvania, United States | Cresson | Cresson | 40.4626 | -78.5866 | United States | US | USA | Pennsylvania |  | 10078 | 1840001105
Crest Hill, Illinois, United States | Crest Hill | Crest Hill | 41.5723 | -88.1124 | United States | US | USA | Illinois |  | 20376 | 1840007088
Crestline, California, United States | Crestline | Crestline | 34.2486 | -117.289 | United States | US | USA | California |  | 9381 | 1840017796
Creston, Iowa, United States | Creston | Creston | 41.0597 | -94.365 | United States | US | USA | Iowa |  | 7499 | 1840000892
Creston, British Columbia, Canada | Creston | Creston | 49.09 | -116.51 | Canada | CA | CAN | British Columbia |  | 5351 | 1124204302
Crestview, Florida, United States | Crestview | Crestview | 30.748 | -86.5784 | United States | US | USA | Florida |  | 39072 | 1840015007
Crestwood, Missouri, United States | Crestwood | Crestwood | 38.5569 | -90.3782 | United States | US | USA | Missouri |  | 11834 | 1840007442
Crestwood, Illinois, United States | Crestwood | Crestwood | 41.6454 | -87.7396 | United States | US | USA | Illinois |  | 10706 | 1840011267
Crestwood, Kentucky, United States | Crestwood | Crestwood | 38.3356 | -85.4839 | United States | US | USA | Kentucky |  | 5081 | 1840014284
Crestwood Village, New Jersey, United States | Crestwood Village | Crestwood Village | 39.9568 | -74.3524 | United States | US | USA | New Jersey |  | 8164 | 1840005527
Creswell, Oregon, United States | Creswell | Creswell | 43.9212 | -123.016 | United States | US | USA | Oregon |  | 6959 | 1840018625
Crete, Illinois, United States | Crete | Crete | 41.44 | -87.6236 | United States | US | USA | Illinois |  | 8023 | 1840011484
Crete, Nebraska, United States | Crete | Crete | 40.6254 | -96.9575 | United States | US | USA | Nebraska |  | 6995 | 1840007215
Créteil, Île-de-France, France | Créteil | Creteil | 48.7911 | 2.4628 | France | FR | FRA | Île-de-France | minor | 90605 | 1250710438
Creve Coeur, Missouri, United States | Creve Coeur | Creve Coeur | 38.6621 | -90.443 | United States | US | USA | Missouri |  | 18622 | 1840007443
Creve Coeur, Illinois, United States | Creve Coeur | Creve Coeur | 40.6425 | -89.5983 | United States | US | USA | Illinois |  | 5169 | 1840011987
Crewe, Cheshire East, United Kingdom | Crewe | Crewe | 53.099 | -2.44 | United Kingdom | GB | GBR | Cheshire East |  | 71722 | 1826086541
Crewkerne, Somerset, United Kingdom | Crewkerne | Crewkerne | 50.8803 | -2.7939 | United Kingdom | GB | GBR | Somerset |  | 7000 | 1826075236
Criciúma, Santa Catarina, Brazil | Criciúma | Criciuma | -28.68 | -49.39 | Brazil | BR | BRA | Santa Catarina |  | 204217 | 1076000206
Cricova, Chişinău, Moldova | Cricova | Cricova | 47.1389 | 28.8614 | Moldova | MD | MDA | Chişinău |  | 10669 | 1498628577
Crieff, Perth and Kinross, United Kingdom | Crieff | Crieff | 56.3757 | -3.8426 | United Kingdom | GB | GBR | Perth and Kinross |  | 7368 | 1826923281
Crigglestone, Wakefield, United Kingdom | Crigglestone | Crigglestone | 53.644 | -1.5226 | United Kingdom | GB | GBR | Wakefield |  | 9271 | 1826293505
Crikvenica, Primorsko-Goranska Županija, Croatia | Crikvenica | Crikvenica | 45.1833 | 14.7 | Croatia | HR | HRV | Primorsko-Goranska Županija | minor | 11122 | 1191344167
Crimmitschau, Saxony, Germany | Crimmitschau | Crimmitschau | 50.8181 | 12.3875 | Germany | DE | DEU | Saxony |  | 18536 | 1276188517
Crissier, Vaud, Switzerland | Crissier | Crissier | 46.55 | 6.5833 | Switzerland | CH | CHE | Vaud |  | 7930 | 1756968744
Cristalina, Goiás, Brazil | Cristalina | Cristalina | -16.7677 | -47.6153 | Brazil | BR | BRA | Goiás |  | 36531 | 1076014539
Cristuru Secuiesc, Harghita, Romania | Cristuru Secuiesc | Cristuru Secuiesc | 46.2917 | 25.0353 | Romania | RO | ROU | Harghita |  | 10796 | 1642875734
Criuleni, Criuleni, Moldova | Criuleni | Criuleni | 47.2167 | 29.1614 | Moldova | MD | MDA | Criuleni | admin | 6708 | 1498171854
Črna na Koroškem, Črna na Koroškem, Slovenia | Črna na Koroškem | Crna na Koroskem | 46.4667 | 14.85 | Slovenia | SI | SVN | Črna na Koroškem | admin |  | 1705127725
Crna Trava, Crna Trava, Serbia | Crna Trava | Crna Trava | 42.8071 | 22.3247 | Serbia | RS | SRB | Crna Trava | admin |  | 1688208441
Črnomelj, Črnomelj, Slovenia | Črnomelj | Crnomelj | 45.5711 | 15.1889 | Slovenia | SI | SVN | Črnomelj | admin |  | 1705132468
Crockett, Texas, United States | Crockett | Crockett | 31.3177 | -95.4564 | United States | US | USA | Texas |  | 5780 | 1840019547
Crofton, Maryland, United States | Crofton | Crofton | 39.0144 | -76.68 | United States | US | USA | Maryland |  | 28379 | 1840005909
Crofton, Wakefield, United Kingdom | Crofton | Crofton | 53.657 | -1.427 | United Kingdom | GB | GBR | Wakefield |  | 5781 | 1826612386
Croix, Hauts-de-France, France | Croix | Croix | 50.6781 | 3.1508 | France | FR | FRA | Hauts-de-France |  | 21041 | 1250218619
Cromer, Norfolk, United Kingdom | Cromer | Cromer | 52.931 | 1.302 | United Kingdom | GB | GBR | Norfolk |  | 7683 | 1826263534
Cromwell, Connecticut, United States | Cromwell | Cromwell | 41.6122 | -72.6638 | United States | US | USA | Connecticut |  | 13973 | 1840034391
Cromwell, Otago, New Zealand | Cromwell | Cromwell | -45.04 | 169.2 | New Zealand | NZ | NZL | Otago |  | 5440 | 1554511782
Crookston, Minnesota, United States | Crookston | Crookston | 47.7747 | -96.6062 | United States | US | USA | Minnesota |  | 7835 | 1840006604
Crosby, Sefton, United Kingdom | Crosby | Crosby | 53.4872 | -3.0343 | United Kingdom | GB | GBR | Sefton |  | 50044 | 1826899809
Cross Gates, Leeds, United Kingdom | Cross Gates | Cross Gates | 53.8063 | -1.4506 | United Kingdom | GB | GBR | Leeds |  | 7770 | 1826857997
Cross Lanes, West Virginia, United States | Cross Lanes | Cross Lanes | 38.4351 | -81.7706 | United States | US | USA | West Virginia |  | 9619 | 1840006190
Crossett, Arkansas, United States | Crossett | Crossett | 33.128 | -91.9631 | United States | US | USA | Arkansas |  | 6820 | 1840014838
Crosspointe, Virginia, United States | Crosspointe | Crosspointe | 38.7253 | -77.2638 | United States | US | USA | Virginia |  | 5879 | 1840041713
Crossville, Tennessee, United States | Crossville | Crossville | 35.9527 | -85.0294 | United States | US | USA | Tennessee |  | 17825 | 1840014489
Crotone, Calabria, Italy | Crotone | Crotone | 39.0833 | 17.1233 | Italy | IT | ITA | Calabria | minor | 60010 | 1380444441
Croton-on-Hudson, New York, United States | Croton-on-Hudson | Croton-on-Hudson | 41.2005 | -73.9002 | United States | US | USA | New York |  | 8095 | 1840004951
Crowborough, East Sussex, United Kingdom | Crowborough | Crowborough | 51.06 | 0.16 | United Kingdom | GB | GBR | East Sussex |  | 20607 | 1826550710
Crowley, Texas, United States | Crowley | Crowley | 32.5781 | -97.3585 | United States | US | USA | Texas |  | 16460 | 1840019431
Crowley, Louisiana, United States | Crowley | Crowley | 30.2175 | -92.3752 | United States | US | USA | Louisiana |  | 14147 | 1840015041
Crown Point, Indiana, United States | Crown Point | Crown Point | 41.4141 | -87.3457 | United States | US | USA | Indiana |  | 30488 | 1840007091
Crowsnest Pass, Alberta, Canada | Crowsnest Pass | Crowsnest Pass | 49.5955 | -114.5136 | Canada | CA | CAN | Alberta |  | 5589 | 1124000595
Crowthorne, Bracknell Forest, United Kingdom | Crowthorne | Crowthorne | 51.37 | -0.792 | United Kingdom | GB | GBR | Bracknell Forest |  | 6711 | 1826160167
Croxley Green, Hertfordshire, United Kingdom | Croxley Green | Croxley Green | 51.647 | -0.445 | United Kingdom | GB | GBR | Hertfordshire |  | 12562 | 1826810678
Croydon, Croydon, United Kingdom | Croydon | Croydon | 51.3727 | -0.1099 | United Kingdom | GB | GBR | Croydon |  | 192064 | 1826126675
Croydon, Pennsylvania, United States | Croydon | Croydon | 40.0911 | -74.8975 | United States | US | USA | Pennsylvania |  | 9675 | 1840005406
Crozet, Virginia, United States | Crozet | Crozet | 38.0645 | -78.6962 | United States | US | USA | Virginia |  | 6526 | 1840006280
Crumlin, Caerphilly, United Kingdom | Crumlin | Crumlin | 51.6798 | -3.1368 | United Kingdom | GB | GBR | Caerphilly |  | 5947 | 1826791090
Cruz Alta, Rio Grande do Sul, Brazil | Cruz Alta | Cruz Alta | -28.6386 | -53.6064 | Brazil | BR | BRA | Rio Grande do Sul |  | 62821 | 1076542905
Cruz del Eje, Córdoba, Argentina | Cruz del Eje | Cruz del Eje | -30.7333 | -64.8 | Argentina | AR | ARG | Córdoba | minor | 52172 | 1032976495
Cruzeiro do Sul, Acre, Brazil | Cruzeiro do Sul | Cruzeiro do Sul | -7.63 | -72.67 | Brazil | BR | BRA | Acre |  | 56862 | 1076881427
Crystal, Minnesota, United States | Crystal | Crystal | 45.0377 | -93.3599 | United States | US | USA | Minnesota |  | 22899 | 1840006745
Crystal City, Texas, United States | Crystal City | Crystal City | 28.6909 | -99.8257 | United States | US | USA | Texas |  | 7255 | 1840019688
Crystal Lake, Illinois, United States | Crystal Lake | Crystal Lake | 42.2333 | -88.3351 | United States | US | USA | Illinois |  | 39829 | 1840006969
Crystal Lake, Florida, United States | Crystal Lake | Crystal Lake | 28.0371 | -81.9063 | United States | US | USA | Florida |  | 6671 | 1840029030
Csongrád, Csongrád, Hungary | Csongrád | Csongrad | 46.7111 | 20.1403 | Hungary | HU | HUN | Csongrád | minor | 16027 | 1348885069
Csorna, Győr-Moson-Sopron, Hungary | Csorna | Csorna | 47.6167 | 17.25 | Hungary | HU | HUN | Győr-Moson-Sopron | minor | 10228 | 1348687588
Cúa, Miranda, Venezuela | Cúa | Cua | 10.1667 | -66.8833 | Venezuela | VE | VEN | Miranda | minor | 214823 | 1862770169
Cuajinicuilapa, Guerrero, Mexico | Cuajinicuilapa | Cuajinicuilapa | 16.4717 | -98.4153 | Mexico | MX | MEX | Guerrero | minor | 25922 | 1484450188
Cuamba, Niassa, Mozambique | Cuamba | Cuamba | -14.82 | 36.5486 | Mozambique | MZ | MOZ | Niassa |  | 73268 | 1508862081
Cuatro Ciénegas de Carranza, Coahuila de Zaragoza, Mexico | Cuatro Ciénegas de Carranza | Cuatro Cienegas de Carranza | 26.9861 | -102.0664 | Mexico | MX | MEX | Coahuila de Zaragoza | minor | 10309 | 1484012996
Cuauhtémoc, Chihuahua, Mexico | Cuauhtémoc | Cuauhtemoc | 28.405 | -106.8667 | Mexico | MX | MEX | Chihuahua | minor | 168482 | 1484365643
Cuauhtémoc, Colima, Mexico | Cuauhtémoc | Cuauhtemoc | 19.3281 | -103.6028 | Mexico | MX | MEX | Colima | minor | 7513 | 1484009228
Cuautepec de Hinojosa, Hidalgo, Mexico | Cuautepec de Hinojosa | Cuautepec de Hinojosa | 20.15 | -98.4333 | Mexico | MX | MEX | Hidalgo | minor | 45527 | 1484413126
Cuautitlán, México, Mexico | Cuautitlán | Cuautitlan | 19.6833 | -99.1833 | Mexico | MX | MEX | México | minor | 110385 | 1484256075
Cuautitlán Izcalli, México, Mexico | Cuautitlán Izcalli | Cuautitlan Izcalli | 19.65 | -99.25 | Mexico | MX | MEX | México | minor | 511675 | 1484282338
Cuautla, Morelos, Mexico | Cuautla | Cuautla | 18.8167 | -98.95 | Mexico | MX | MEX | Morelos | minor | 175208 | 1484359683
Cubal, Benguela, Angola | Cubal | Cubal | -13.0396 | 14.24 | Angola | AO | AGO | Benguela |  | 4837 | 1024580158
Cubatão, São Paulo, Brazil | Cubatão | Cubatao | -23.8953 | -46.4256 | Brazil | BR | BRA | São Paulo |  | 127006 | 1076384228
Čučer-Sandevo, Čučer-Sandevo, Macedonia | Čučer-Sandevo | Cucer-Sandevo | 42.102 | 21.3846 | Macedonia | MK | MKD | Čučer-Sandevo | admin |  | 1807969277
Cúcuta, Norte de Santander, Colombia | Cúcuta | Cucuta | 7.9075 | -72.5047 | Colombia | CO | COL | Norte de Santander | admin | 750000 | 1170743755
Cudahy, California, United States | Cudahy | Cudahy | 33.9631 | -118.183 | United States | US | USA | California |  | 23569 | 1840019242
Cudahy, Wisconsin, United States | Cudahy | Cudahy | 42.9467 | -87.8641 | United States | US | USA | Wisconsin |  | 18104 | 1840003045
Cuddalore, Tamil Nādu, India | Cuddalore | Cuddalore | 11.75 | 79.75 | India | IN | IND | Tamil Nādu |  | 173676 | 1356544008
Cuddapah, Andhra Pradesh, India | Cuddapah | Cuddapah | 14.4667 | 78.8167 | India | IN | IND | Andhra Pradesh |  | 344893 | 1356360140
Cuddington, Cheshire West and Chester, United Kingdom | Cuddington | Cuddington | 53.24 | -2.6 | United Kingdom | GB | GBR | Cheshire West and Chester |  | 5333 | 1826034617
Cudworth, Barnsley, United Kingdom | Cudworth | Cudworth | 53.5784 | -1.4149 | United Kingdom | GB | GBR | Barnsley |  | 10977 | 1826159228
Cuenca, Azuay, Ecuador | Cuenca | Cuenca | -2.8974 | -79.0045 | Ecuador | EC | ECU | Azuay | admin | 329928 | 1218041020
Cuencamé de Ceniceros, Durango, Mexico | Cuencamé de Ceniceros | Cuencame de Ceniceros | 24.8667 | -103.7 | Mexico | MX | MEX | Durango | minor | 9848 | 1484919654
Cuerámaro, Guanajuato, Mexico | Cuerámaro | Cueramaro | 20.6258 | -101.6739 | Mexico | MX | MEX | Guanajuato | minor | 25610 | 1484743958
Cuernavaca, Morelos, Mexico | Cuernavaca | Cuernavaca | 18.9186 | -99.2342 | Mexico | MX | MEX | Morelos | admin | 366321 | 1484926471
Cuero, Texas, United States | Cuero | Cuero | 29.1024 | -97.2871 | United States | US | USA | Texas |  | 9749 | 1840019676
Cuevas del Almanzora, Andalusia, Spain | Cuevas del Almanzora | Cuevas del Almanzora | 37.2969 | -1.8797 | Spain | ES | ESP | Andalusia |  | 14081 | 1724152622
Cuevo, Santa Cruz, Bolivia | Cuevo | Cuevo | -20.4547 | -63.5189 | Bolivia | BO | BOL | Santa Cruz |  | 1637 | 1068137787
Cugir, Alba, Romania | Cugir | Cugir | 45.8436 | 23.3636 | Romania | RO | ROU | Alba |  | 21376 | 1642368746
Cuiabá, Mato Grosso, Brazil | Cuiabá | Cuiaba | -15.5958 | -56.0969 | Brazil | BR | BRA | Mato Grosso | admin | 585367 | 1076112309
Cuilapa, Santa Rosa, Guatemala | Cuilapa | Cuilapa | 14.279 | -90.298 | Guatemala | GT | GTM | Santa Rosa | admin | 16484 | 1320810416
Cuito, Bié, Angola | Cuito | Cuito | -12.38 | 16.94 | Angola | AO | AGO | Bié | admin | 114286 | 1024939858
Cuito Cuanavale, Kuando Kubango, Angola | Cuito Cuanavale | Cuito Cuanavale | -15.1596 | 19.17 | Angola | AO | AGO | Kuando Kubango |  | 149 | 1024195525
Cuitzeo del Porvenir, Michoacán de Ocampo, Mexico | Cuitzeo del Porvenir | Cuitzeo del Porvenir | 19.9686 | -101.1394 | Mexico | MX | MEX | Michoacán de Ocampo | minor | 28227 | 1484718007
Cukai, Terengganu, Malaysia | Cukai | Cukai | 4.2332 | 103.4479 | Malaysia | MY | MYS | Terengganu |  | 82425 | 1458033606
Culcheth, Warrington, United Kingdom | Culcheth | Culcheth | 53.4517 | -2.5218 | United Kingdom | GB | GBR | Warrington |  | 11454 | 1826044537
Culiacán, Sinaloa, Mexico | Culiacán | Culiacan | 24.8069 | -107.3939 | Mexico | MX | MEX | Sinaloa | admin | 785800 | 1484516810
Cullercoats, North Tyneside, United Kingdom | Cullercoats | Cullercoats | 55.033 | -1.433 | United Kingdom | GB | GBR | North Tyneside |  | 9202 | 1826802473
Cullman, Alabama, United States | Cullman | Cullman | 34.1777 | -86.8407 | United States | US | USA | Alabama |  | 19920 | 1840001354
Cullompton, Devon, United Kingdom | Cullompton | Cullompton | 50.855 | -3.393 | United Kingdom | GB | GBR | Devon |  | 8499 | 1826414120
Cullowhee, North Carolina, United States | Cullowhee | Cullowhee | 35.3107 | -83.1815 | United States | US | USA | North Carolina |  | 6139 | 1840013072
Culpeper, Virginia, United States | Culpeper | Culpeper | 38.4705 | -78.0001 | United States | US | USA | Virginia |  | 20485 | 1840006169
Culver City, California, United States | Culver City | Culver City | 34.0058 | -118.3968 | United States | US | USA | California |  | 39185 | 1840019243
Cumaná, Sucre, Venezuela | Cumaná | Cumana | 10.45 | -64.1667 | Venezuela | VE | VEN | Sucre | admin | 374706 | 1862583279
Cumberland, Maryland, United States | Cumberland | Cumberland | 39.6515 | -78.7585 | United States | US | USA | Maryland |  | 47980 | 1840005621
Cumberland, Rhode Island, United States | Cumberland | Cumberland | 41.9703 | -71.4198 | United States | US | USA | Rhode Island |  | 34652 | 1840066127
Cumberland, Maine, United States | Cumberland | Cumberland | 43.7933 | -70.258 | United States | US | USA | Maine |  | 7855 | 1840066197
Cumberland, Pennsylvania, United States | Cumberland | Cumberland | 39.8915 | -79.9898 | United States | US | USA | Pennsylvania |  | 6334 | 1840142434
Cumberland, Indiana, United States | Cumberland | Cumberland | 39.7844 | -85.9458 | United States | US | USA | Indiana |  | 6017 | 1840009532
Cumberland Hill, Rhode Island, United States | Cumberland Hill | Cumberland Hill | 41.9736 | -71.4605 | United States | US | USA | Rhode Island |  | 8142 | 1840003291
Cumbernauld, North Lanarkshire, United Kingdom | Cumbernauld | Cumbernauld | 55.945 | -3.994 | United Kingdom | GB | GBR | North Lanarkshire |  | 50430 | 1826862515
Cumming, Georgia, United States | Cumming | Cumming | 34.2064 | -84.1337 | United States | US | USA | Georgia |  | 6547 | 1840014712
Cumnock, East Ayrshire, United Kingdom | Cumnock | Cumnock | 55.4529 | -4.2638 | United Kingdom | GB | GBR | East Ayrshire |  | 13000 | 1826053994
Cumnor, Oxfordshire, United Kingdom | Cumnor | Cumnor | 51.735 | -1.332 | United Kingdom | GB | GBR | Oxfordshire |  | 5755 | 1826660768
Cumru, Pennsylvania, United States | Cumru | Cumru | 40.2811 | -75.9544 | United States | US | USA | Pennsylvania |  | 15397 | 1840145303
Cunduacán, Tabasco, Mexico | Cunduacán | Cunduacan | 18.0667 | -93.1667 | Mexico | MX | MEX | Tabasco | minor | 81392 | 1484076708
Çüngüş, Diyarbakır, Turkey | Çüngüş | Cungus | 38.2122 | 39.2884 | Turkey | TR | TUR | Diyarbakır | minor | 11927 | 1792972356
Cunha, São Paulo, Brazil | Cunha | Cunha | -23.0739 | -44.96 | Brazil | BR | BRA | São Paulo |  | 22086 | 1076000535
Cupar, Fife, United Kingdom | Cupar | Cupar | 56.32 | -3.01 | United Kingdom | GB | GBR | Fife |  | 9200 | 1826556120
Cupcini, Edineţ, Moldova | Cupcini | Cupcini | 48.1108 | 27.3853 | Moldova | MD | MDA | Edineţ |  | 7190 | 1498421512
Cupertino, California, United States | Cupertino | Cupertino | 37.3168 | -122.0465 | United States | US | USA | California |  | 59276 | 1840018950
Ćuprija, Ćuprija, Serbia | Ćuprija | Cuprija | 43.9231 | 21.3686 | Serbia | RS | SRB | Ćuprija | admin |  | 1688642855
Curanilahue, Biobío, Chile | Curanilahue | Curanilahue | -37.48 | -73.34 | Chile | CL | CHL | Biobío |  | 30611 | 1152226096
Curchorem, Goa, India | Curchorem | Curchorem | 15.25 | 74.1 | India | IN | IND | Goa |  | 22730 | 1356224201
Curepipe, Plaines Wilhems, Mauritius | Curepipe | Curepipe | -20.3162 | 57.5166 | Mauritius | MU | MUS | Plaines Wilhems |  | 299975 | 1480343099
Curicó, Maule, Chile | Curicó | Curico | -34.9854 | -71.2394 | Chile | CL | CHL | Maule | minor | 125275 | 1152564798
Curitiba, Paraná, Brazil | Curitiba | Curitiba | -25.4297 | -49.2719 | Brazil | BR | BRA | Paraná | admin | 1879355 | 1076701712
Currie, Edinburgh, City of, United Kingdom | Currie | Currie | 55.896 | -3.3074 | United Kingdom | GB | GBR | Edinburgh, City of |  | 7494 | 1826768930
Currumbin, Queensland, Australia | Currumbin | Currumbin | -28.158 | 153.469 | Australia | AU | AUS | Queensland |  | 9121 | 1036194178
Curtici, Arad, Romania | Curtici | Curtici | 46.3419 | 21.3061 | Romania | RO | ROU | Arad |  | 7453 | 1642892960
Curvelo, Minas Gerais, Brazil | Curvelo | Curvelo | -18.7564 | -44.4308 | Brazil | BR | BRA | Minas Gerais |  | 63954 | 1076253887
Cusco, Cusco, Peru | Cusco | Cusco | -13.5183 | -71.9781 | Peru | PE | PER | Cusco | admin | 428450 | 1604162901
Cushing, Oklahoma, United States | Cushing | Cushing | 35.9798 | -96.7602 | United States | US | USA | Oklahoma |  | 6560 | 1840019062
Cusseta, Georgia, United States | Cusseta | Cusseta | 32.347 | -84.787 | United States | US | USA | Georgia |  | 10907 | 1840029395
Cut Off, Louisiana, United States | Cut Off | Cut Off | 29.5164 | -90.3291 | United States | US | USA | Louisiana |  | 5897 | 1840013113
Cutler, California, United States | Cutler | Cutler | 36.5263 | -119.2884 | United States | US | USA | California |  | 5774 | 1840019030
Cutler Bay, Florida, United States | Cutler Bay | Cutler Bay | 25.5765 | -80.3356 | United States | US | USA | Florida |  | 43718 | 1840017276
Cutlerville, Michigan, United States | Cutlerville | Cutlerville | 42.8405 | -85.6739 | United States | US | USA | Michigan |  | 16623 | 1840004308
Cutral-Có, Neuquén, Argentina | Cutral-Có | Cutral-Co | -38.9333 | -69.2333 | Argentina | AR | ARG | Neuquén |  | 35465 | 1032070013
Cuttack, Odisha, India | Cuttack | Cuttack | 20.45 | 85.8667 | India | IN | IND | Odisha |  | 606007 | 1356872061
Cuxhaven, Lower Saxony, Germany | Cuxhaven | Cuxhaven | 53.8667 | 8.7 | Germany | DE | DEU | Lower Saxony | minor | 48358 | 1276511789
Cuya, Arica y Parinacota, Chile | Cuya | Cuya | -19.1597 | -70.1794 | Chile | CL | CHL | Arica y Parinacota |  | 20 | 1152944039
Cuyahoga Falls, Ohio, United States | Cuyahoga Falls | Cuyahoga Falls | 41.1641 | -81.5207 | United States | US | USA | Ohio |  | 49106 | 1840000795
Cwmafan, Neath Port Talbot, United Kingdom | Cwmafan | Cwmafan | 51.6155 | -3.7717 | United Kingdom | GB | GBR | Neath Port Talbot |  | 6538 | 1826757663
Cwmbach, Rhondda Cynon Taff, United Kingdom | Cwmbach | Cwmbach | 51.7072 | -3.4128 | United Kingdom | GB | GBR | Rhondda Cynon Taff |  | 5117 | 1826742278
Cwmbran, Torfaen, United Kingdom | Cwmbran | Cwmbran | 51.653 | -3.021 | United Kingdom | GB | GBR | Torfaen |  | 48535 | 1826475602
Cyangugu, Western Province, Rwanda | Cyangugu | Cyangugu | -2.4833 | 28.8967 | Rwanda | RW | RWA | Western Province |  | 27416 | 1646073091
Cynthiana, Kentucky, United States | Cynthiana | Cynthiana | 38.386 | -84.2993 | United States | US | USA | Kentucky |  | 6356 | 1840014283
Cypress, California, United States | Cypress | Cypress | 33.8171 | -118.0386 | United States | US | USA | California |  | 49006 | 1840019327
Cypress Gardens, Florida, United States | Cypress Gardens | Cypress Gardens | 28.0036 | -81.6857 | United States | US | USA | Florida |  | 10358 | 1840028660
Cypress Lake, Florida, United States | Cypress Lake | Cypress Lake | 26.5391 | -81.9 | United States | US | USA | Florida |  | 13120 | 1840029032
Czeladź, Śląskie, Poland | Czeladź | Czeladz | 50.3333 | 19.0833 | Poland | PL | POL | Śląskie |  | 34402 | 1616073267
Częstochowa, Śląskie, Poland | Częstochowa | Czestochowa | 50.8 | 19.1167 | Poland | PL | POL | Śląskie | minor | 228179 | 1616881632
Człuchów, Pomorskie, Poland | Człuchów | Czluchow | 53.65 | 17.3667 | Poland | PL | POL | Pomorskie | minor | 14625 | 1616601877
Đà Lạt, Lâm Đồng, Vietnam | Đà Lạt | Da Lat | 11.9359 | 108.4429 | Vietnam | VN | VNM | Lâm Đồng | admin |  | 1704933464
Đà Nẵng, Đà Nẵng, Vietnam | Đà Nẵng | Da Nang | 16.0748 | 108.224 | Vietnam | VN | VNM | Đà Nẵng | admin |  | 1704949870
Dabas, Pest, Hungary | Dabas | Dabas | 47.1833 | 19.3167 | Hungary | HU | HUN | Pest | minor | 17023 | 1348671815
Dabola, Faranah, Guinea | Dabola | Dabola | 10.75 | -11.1167 | Guinea | GN | GIN | Faranah | minor | 38617 | 1324368075
Dabou, Lagunes, Côte D’Ivoire | Dabou | Dabou | 5.3256 | -4.3767 | Côte D’Ivoire | CI | CIV | Lagunes | admin | 72913 | 1384274793
Dąbrowa Białostocka, Podlaskie, Poland | Dąbrowa Białostocka | Dabrowa Bialostocka | 53.65 | 23.35 | Poland | PL | POL | Podlaskie |  | 6226 | 1616548793
Dąbrowa Górnicza, Śląskie, Poland | Dąbrowa Górnicza | Dabrowa Gornicza | 50.3239 | 19.1947 | Poland | PL | POL | Śląskie | minor | 122712 | 1616312023
Dăbuleni, Dolj, Romania | Dăbuleni | Dabuleni | 43.8011 | 24.0919 | Romania | RO | ROU | Dolj |  | 12175 | 1642780769
Dachau, Bavaria, Germany | Dachau | Dachau | 48.2603 | 11.4342 | Germany | DE | DEU | Bavaria | minor | 47400 | 1276549079
Dačice, Jihočeský Kraj, Czechia | Dačice | Dacice | 49.0816 | 15.4373 | Czechia | CZ | CZE | Jihočeský Kraj |  | 7288 | 1203951769
Dacono, Colorado, United States | Dacono | Dacono | 40.062 | -104.9484 | United States | US | USA | Colorado |  | 6034 | 1840018740
Dacula, Georgia, United States | Dacula | Dacula | 33.9816 | -83.8951 | United States | US | USA | Georgia |  | 6350 | 1840014743
Dadaab, Garissa, Kenya | Dadaab | Dadaab | 0.0531 | 40.3086 | Kenya | KE | KEN | Garissa |  | 5723 | 1404002655
Dade City, Florida, United States | Dade City | Dade City | 28.3568 | -82.1942 | United States | US | USA | Florida |  | 7338 | 1840015101
Dadeldhurā, Mahākālī, Nepal | Dadeldhurā | Dadeldhura | 29.3 | 80.6 | Nepal | NP | NPL | Mahākālī |  | 19014 | 1524639464
Dadu, Sindh, Pakistan | Dadu | Dadu | 26.7319 | 67.775 | Pakistan | PK | PAK | Sindh | minor | 146179 | 1586791198
Dadukou, Sichuan, China | Dadukou | Dadukou | 26.5849 | 101.7149 | China | CN | CHN | Sichuan | minor | 1144000 | 1156901342
Daegu, Daegu, Korea, South | Daegu | Daegu | 35.8667 | 128.6 | Korea, South | KR | KOR | Daegu | admin | 2461002 | 1410095252
Daejeon, Daejeon, Korea, South | Daejeon | Daejeon | 36.351 | 127.385 | Korea, South | KR | KOR | Daejeon | admin | 1475221 | 1410993875
Daet, Camarines Norte, Philippines | Daet | Daet | 14.1122 | 122.9553 | Philippines | PH | PHL | Camarines Norte | admin |  | 1608562606
Daga, Dagana, Bhutan | Daga | Daga | 27.0753 | 89.8769 | Bhutan | BT | BTN | Dagana | admin |  | 1064785735
Dagda, Dagdas Novads, Latvia | Dagda | Dagda | 56.0947 | 27.5369 | Latvia | LV | LVA | Dagdas Novads | admin | 2122 | 1428145757
Dagenham, Barking and Dagenham, United Kingdom | Dagenham | Dagenham | 51.5397 | 0.1422 | United Kingdom | GB | GBR | Barking and Dagenham |  | 106247 | 1826363543
Dagestanskiye Ogni, Dagestan, Russia | Dagestanskiye Ogni | Dagestanskiye Ogni | 42.1167 | 48.2 | Russia | RU | RUS | Dagestan |  | 29401 | 1643307601
Dagupan City, Dagupan, Philippines | Dagupan City | Dagupan City | 16.0333 | 120.3333 | Philippines | PH | PHL | Dagupan | admin | 171271 | 1608530964
Dahlonega, Georgia, United States | Dahlonega | Dahlonega | 34.5309 | -83.9804 | United States | US | USA | Georgia |  | 6696 | 1840014672
Dahūk, Dahūk, Iraq | Dahūk | Dahuk | 36.85 | 42.9833 | Iraq | IQ | IRQ | Dahūk | admin | 330600 | 1368137126
Daigo, Ibaraki, Japan | Daigo | Daigo | 36.7667 | 140.35 | Japan | JP | JPN | Ibaraki |  | 16142 | 1392539732
Dainyor, Gilgit-Baltistan, Pakistan | Dainyor | Dainyor | 35.9206 | 74.3783 | Pakistan | PK | PAK | Gilgit-Baltistan |  | 25000 | 1586862411
Daisen, Akita, Japan | Daisen | Daisen | 39.4531 | 140.4756 | Japan | JP | JPN | Akita |  | 77886 | 1392642502
Daisen, Tottori, Japan | Daisen | Daisen | 35.5108 | 133.4961 | Japan | JP | JPN | Tottori |  | 15690 | 1392889589
Daitōchō, Ōsaka, Japan | Daitōchō | Daitocho | 34.7119 | 135.6233 | Japan | JP | JPN | Ōsaka |  | 119986 | 1392727709
Daiwanishi, Hyōgo, Japan | Daiwanishi | Daiwanishi | 34.83 | 135.4172 | Japan | JP | JPN | Hyōgo |  | 153597 | 1392478155
Dajabón, Cibao Noroeste, Dominican Republic | Dajabón | Dajabon | 19.5667 | -71.71 | Dominican Republic | DO | DOM | Cibao Noroeste | minor | 62046 | 1214367800
Dakar, Dakar, Senegal | Dakar | Dakar | 14.7319 | -17.4572 | Senegal | SN | SEN | Dakar | primary | 1146053 | 1686604760
Dakota Ridge, Colorado, United States | Dakota Ridge | Dakota Ridge | 39.6192 | -105.1344 | United States | US | USA | Colorado |  | 34250 | 1840038683
Ðakovo, Osječko-Baranjska Županija, Croatia | Ðakovo | Dakovo | 45.3 | 18.4 | Croatia | HR | HRV | Osječko-Baranjska Županija | minor | 27745 | 1191845338
Dalaba, Mamou, Guinea | Dalaba | Dalaba | 10.656 | -12.272 | Guinea | GN | GIN | Mamou | minor | 6349 | 1324455027
Dalai, Jilin, China | Dalai | Dalai | 45.505 | 124.2863 | China | CN | CHN | Jilin |  | 418232 | 1156912899
Dalandzadgad, Ömnögovĭ, Mongolia | Dalandzadgad | Dalandzadgad | 43.5708 | 104.425 | Mongolia | MN | MNG | Ömnögovĭ | admin |  | 1496141284
Dalanzadgad, Ömnögovĭ, Mongolia | Dalanzadgad | Dalanzadgad | 43.57 | 104.4258 | Mongolia | MN | MNG | Ömnögovĭ | minor | 19396 | 1496544358
Dalby, Queensland, Australia | Dalby | Dalby | -27.1833 | 151.2667 | Australia | AU | AUS | Queensland |  | 12719 | 1036053707
Dalcahue, Los Lagos, Chile | Dalcahue | Dalcahue | -42.3796 | -73.6473 | Chile | CL | CHL | Los Lagos |  | 7120 | 1152458056
Dale City, Virginia, United States | Dale City | Dale City | 38.6473 | -77.3459 | United States | US | USA | Virginia |  | 73545 | 1840006094
Daleville, Alabama, United States | Daleville | Daleville | 31.2915 | -85.7117 | United States | US | USA | Alabama |  | 5102 | 1840014955
Dalhart, Texas, United States | Dalhart | Dalhart | 36.0579 | -102.5123 | United States | US | USA | Texas |  | 8086 | 1840019052
Dali, Yunnan, China | Dali | Dali | 25.7003 | 100.1564 | China | CN | CHN | Yunnan |  | 652045 | 1156840276
Dali, Shaanxi, China | Dali | Dali | 34.7953 | 109.9378 | China | CN | CHN | Shaanxi | minor | 109696 | 1156708054
Dalian, Liaoning, China | Dalian | Dalian | 38.9131 | 121.61 | China | CN | CHN | Liaoning |  | 4480000 | 1156175472
Dalkeith, Midlothian, United Kingdom | Dalkeith | Dalkeith | 55.8958 | -3.0583 | United Kingdom | GB | GBR | Midlothian |  | 12342 | 1826152382
Dallas, Texas, United States | Dallas | Dallas | 32.7936 | -96.7662 | United States | US | USA | Texas |  | 5743938 | 1840019440
Dallas, Oregon, United States | Dallas | Dallas | 44.9222 | -123.3131 | United States | US | USA | Oregon |  | 17859 | 1840018590
Dallas, Georgia, United States | Dallas | Dallas | 33.9153 | -84.8416 | United States | US | USA | Georgia |  | 13981 | 1840014757
Dallas, Pennsylvania, United States | Dallas | Dallas | 41.3604 | -75.9662 | United States | US | USA | Pennsylvania |  | 9230 | 1840000745
Dalmatovo, Kurganskaya Oblast’, Russia | Dalmatovo | Dalmatovo | 56.2667 | 62.9167 | Russia | RU | RUS | Kurganskaya Oblast’ |  | 12631 | 1643336308
Dalnegorsk, Primorskiy Kray, Russia | Dalnegorsk | Dalnegorsk | 44.5539 | 135.5661 | Russia | RU | RUS | Primorskiy Kray |  | 37519 | 1643147456
Dalnerechensk, Primorskiy Kray, Russia | Dalnerechensk | Dalnerechensk | 45.9333 | 133.7333 | Russia | RU | RUS | Primorskiy Kray |  | 26378 | 1643306858
Daloa, Sassandra-Marahoué, Côte D’Ivoire | Daloa | Daloa | 6.89 | -6.45 | Côte D’Ivoire | CI | CIV | Sassandra-Marahoué | admin | 255168 | 1384564974
Dalry, North Ayrshire, United Kingdom | Dalry | Dalry | 55.711 | -4.723 | United Kingdom | GB | GBR | North Ayrshire |  | 5398 | 1826866609
Dalton, Georgia, United States | Dalton | Dalton | 34.769 | -84.9712 | United States | US | USA | Georgia |  | 86628 | 1840014651
Dalton, Massachusetts, United States | Dalton | Dalton | 42.4795 | -73.1533 | United States | US | USA | Massachusetts |  | 6625 | 1840053646
Dalton in Furness, Cumbria, United Kingdom | Dalton in Furness | Dalton in Furness | 54.1544 | -3.1814 | United Kingdom | GB | GBR | Cumbria |  | 8125 | 1826419499
Daly City, California, United States | Daly City | Daly City | 37.6862 | -122.4685 | United States | US | USA | California |  | 106280 | 1840018926
Dam Dam, West Bengal, India | Dam Dam | Dam Dam | 22.62 | 88.42 | India | IN | IND | West Bengal |  | 114786 | 1356051452
Damān, Gujarāt, India | Damān | Daman | 20.417 | 72.85 | India | IN | IND | Gujarāt | admin | 39737 | 1356008028
Damanhūr, Al Buḩayrah, Egypt | Damanhūr | Damanhur | 31.05 | 30.4667 | Egypt | EG | EGY | Al Buḩayrah | admin | 244043 | 1818708838
Damascus, Dimashq, Syria | Damascus | Damascus | 33.5131 | 36.2919 | Syria | SY | SYR | Dimashq | primary | 1754000 | 1760685964
Damascus, Maryland, United States | Damascus | Damascus | 39.2737 | -77.2006 | United States | US | USA | Maryland |  | 15094 | 1840005832
Damascus, Oregon, United States | Damascus | Damascus | 45.4233 | -122.4437 | United States | US | USA | Oregon |  | 12024 | 1840018571
Damaturu, Yobe, Nigeria | Damaturu | Damaturu | 11.75 | 11.9667 | Nigeria | NG | NGA | Yobe | admin | 255895 | 1566897107
Dambai, Volta, Ghana | Dambai | Dambai | 8.0662 | 0.1795 | Ghana | GH | GHA | Volta | admin |  | 1288521614
Dāmghān, Semnān, Iran | Dāmghān | Damghan | 36.1681 | 54.3481 | Iran | IR | IRN | Semnān | minor | 57331 | 1364099760
Damietta, Dumyāţ, Egypt | Damietta | Damietta | 31.4167 | 31.8167 | Egypt | EG | EGY | Dumyāţ | admin | 206664 | 1818333966
Damjan, Gjakovë, Kosovo | Damjan | Damjan | 42.296 | 20.5162 | Kosovo | XK | XKS | Gjakovë |  | 5133 | 1901520545
Dammarie-lè-Lys, Île-de-France, France | Dammarie-lè-Lys | Dammarie-le-Lys | 48.5177 | 2.6402 | France | FR | FRA | Île-de-France |  | 21835 | 1250036813
Damme, Lower Saxony, Germany | Damme | Damme | 52.5222 | 8.1956 | Germany | DE | DEU | Lower Saxony |  | 17127 | 1276165336
Damongo, Northern, Ghana | Damongo | Damongo | 9.083 | -1.8188 | Ghana | GH | GHA | Northern | admin |  | 1288827226
Dana Point, California, United States | Dana Point | Dana Point | 33.4733 | -117.6968 | United States | US | USA | California |  | 33577 | 1840019328
Danao, Cebu, Philippines | Danao | Danao | 10.5333 | 123.9333 | Philippines | PH | PHL | Cebu |  | 136471 | 1608547808
Danbury, Connecticut, United States | Danbury | Danbury | 41.4016 | -73.471 | United States | US | USA | Connecticut |  | 176030 | 1840004837
Danbury, Essex, United Kingdom | Danbury | Danbury | 51.715 | 0.582 | United Kingdom | GB | GBR | Essex |  | 6500 | 1826143972
Dandenong, Victoria, Australia | Dandenong | Dandenong | -37.981 | 145.215 | Australia | AU | AUS | Victoria |  | 29906 | 1036214023
Dandong, Liaoning, China | Dandong | Dandong | 40.1167 | 124.3833 | China | CN | CHN | Liaoning |  | 2400000 | 1156178316
Dandridge, Tennessee, United States | Dandridge | Dandridge | 36.0285 | -83.4308 | United States | US | USA | Tennessee |  | 5647 | 1840016168
Dangriga, Stann Creek, Belize | Dangriga | Dangriga | 16.9667 | -88.2167 | Belize | BZ | BLZ | Stann Creek | admin | 9096 | 1084718311
Dangyang, Hubei, China | Dangyang | Dangyang | 30.8258 | 111.791 | China | CN | CHN | Hubei |  | 560000 | 1156585505
Dania Beach, Florida, United States | Dania Beach | Dania Beach | 26.0594 | -80.1637 | United States | US | USA | Florida |  | 32271 | 1840015135
Danilov, Yaroslavskaya Oblast’, Russia | Danilov | Danilov | 58.1833 | 40.1833 | Russia | RU | RUS | Yaroslavskaya Oblast’ |  | 14746 | 1643198619
Danilovgrad, Danilovgrad, Montenegro | Danilovgrad | Danilovgrad | 42.61 | 19.05 | Montenegro | ME | MNE | Danilovgrad | admin |  | 1499538261
Danjiangkou, Hubei, China | Danjiangkou | Danjiangkou | 32.5408 | 111.5098 | China | CN | CHN | Hubei |  | 443755 | 1156347994
Dankov, Lipetskaya Oblast’, Russia | Dankov | Dankov | 53.25 | 39.15 | Russia | RU | RUS | Lipetskaya Oblast’ |  | 19017 | 1643711821
Dannenberg, Lower Saxony, Germany | Dannenberg | Dannenberg | 53.0833 | 11.0833 | Germany | DE | DEU | Lower Saxony |  | 8200 | 1276403285
Danvers, Massachusetts, United States | Danvers | Danvers | 42.574 | -70.9494 | United States | US | USA | Massachusetts |  | 27631 | 1840053528
Danville, Illinois, United States | Danville | Danville | 40.1423 | -87.6114 | United States | US | USA | Illinois |  | 47059 | 1840007235
Danville, Virginia, United States | Danville | Danville | 36.5831 | -79.4087 | United States | US | USA | Virginia |  | 45890 | 1840003878
Danville, California, United States | Danville | Danville | 37.8121 | -121.9698 | United States | US | USA | California |  | 44510 | 1840021532
Danville, Kentucky, United States | Danville | Danville | 37.6418 | -84.7777 | United States | US | USA | Kentucky |  | 19529 | 1840014354
Danville, Indiana, United States | Danville | Danville | 39.7603 | -86.5076 | United States | US | USA | Indiana |  | 10126 | 1840009539
Danyang, Jiangsu, China | Danyang | Danyang | 31.9948 | 119.575 | China | CN | CHN | Jiangsu |  | 980662 | 1156578273
Dapaong, Savanes, Togo | Dapaong | Dapaong | 10.8623 | 0.2076 | Togo | TG | TGO | Savanes | admin |  | 1768366976
Daphne, Alabama, United States | Daphne | Daphne | 30.6286 | -87.8866 | United States | US | USA | Alabama |  | 71484 | 1840006178
Dapitan, Zamboanga del Norte, Philippines | Dapitan | Dapitan | 8.6549 | 123.4243 | Philippines | PH | PHL | Zamboanga del Norte |  | 82418 | 1608014287
Daqing, Heilongjiang, China | Daqing | Daqing | 46.5979 | 125.008 | China | CN | CHN | Heilongjiang |  | 2904532 | 1156403962
Dar es Salaam, Dar es Salaam, Tanzania | Dar es Salaam | Dar es Salaam | -6.8 | 39.2833 | Tanzania | TZ | TZA | Dar es Salaam | primary | 6698000 | 1834843853
Dar Naim, Nouakchott Nord, Mauritania | Dar Naim | Dar Naim | 18.0973 | -15.9327 | Mauritania | MR | MRT | Nouakchott Nord | admin |  | 1478696248
Dar‘ā, Dar‘ā, Syria | Dar‘ā | Dar`a | 32.625 | 36.105 | Syria | SY | SYR | Dar‘ā | admin | 146481 | 1760427038
Darabani, Botoşani, Romania | Darabani | Darabani | 48.1864 | 26.5892 | Romania | RO | ROU | Botoşani |  | 9893 | 1642289705
Daraj, Nālūt, Libya | Daraj | Daraj | 30.15 | 10.45 | Libya | LY | LBY | Nālūt |  | 931 | 1434822177
Darāw, Aswān, Egypt | Darāw | Daraw | 24.4003 | 32.9306 | Egypt | EG | EGY | Aswān |  | 38400 | 1818705709
Dārayyā, Rīf Dimashq, Syria | Dārayyā | Darayya | 33.4589 | 36.2372 | Syria | SY | SYR | Rīf Dimashq | minor | 84044 | 1760409750
Darby, Pennsylvania, United States | Darby | Darby | 39.921 | -75.2611 | United States | US | USA | Pennsylvania |  | 10702 | 1840000695
Darcheh, Eşfahān, Iran | Darcheh | Darcheh | 32.6153 | 51.5556 | Iran | IR | IRN | Eşfahān |  | 43183 | 1364123646
Dardenne Prairie, Missouri, United States | Dardenne Prairie | Dardenne Prairie | 38.7566 | -90.732 | United States | US | USA | Missouri |  | 13348 | 1840007428
Darfield, Barnsley, United Kingdom | Darfield | Darfield | 53.538 | -1.3812 | United Kingdom | GB | GBR | Barnsley |  | 10685 | 1826920550
Darganata, Lebap, Turkmenistan | Darganata | Darganata | 40.4833 | 62.1667 | Turkmenistan | TM | TKM | Lebap |  | 7212 | 1795420063
Dargaville, Northland, New Zealand | Dargaville | Dargaville | -35.9333 | 173.8833 | New Zealand | NZ | NZL | Northland |  | 5170 | 1554230037
Darhan, Darhan-Uul, Mongolia | Darhan | Darhan | 49.4689 | 105.9575 | Mongolia | MN | MNG | Darhan-Uul | admin | 74738 | 1496235602
Darhan, Selenge, Mongolia | Darhan | Darhan | 49.6167 | 106.35 | Mongolia | MN | MNG | Selenge |  | 74738 | 1496510995
Darien, Connecticut, United States | Darien | Darien | 41.0786 | -73.4819 | United States | US | USA | Connecticut |  | 21759 | 1840034409
Darien, Illinois, United States | Darien | Darien | 41.7447 | -87.9823 | United States | US | USA | Illinois |  | 21628 | 1840007045
Darjeeling, West Bengal, India | Darjeeling | Darjeeling | 27.0417 | 88.2631 | India | IN | IND | West Bengal |  | 118805 | 1356267176
Darlaston, Walsall, United Kingdom | Darlaston | Darlaston | 52.5708 | -2.0457 | United Kingdom | GB | GBR | Walsall |  | 27821 | 1826133238
Darley, Victoria, Australia | Darley | Darley | -37.6547 | 144.437 | Australia | AU | AUS | Victoria |  | 8372 | 1036031812
Darling, Western Cape, South Africa | Darling | Darling | -33.3833 | 18.3833 | South Africa | ZA | ZAF | Western Cape |  | 10420 | 1710629684
Darlington, Darlington, United Kingdom | Darlington | Darlington | 54.527 | -1.5526 | United Kingdom | GB | GBR | Darlington |  | 105564 | 1826453946
Darlington, South Carolina, United States | Darlington | Darlington | 34.3015 | -79.867 | United States | US | USA | South Carolina |  | 5940 | 1840014693
Darłowo, Zachodniopomorskie, Poland | Darłowo | Darlowo | 54.4167 | 16.4167 | Poland | PL | POL | Zachodniopomorskie |  | 13943 | 1616699844
Dărmăneşti, Bacău, Romania | Dărmăneşti | Darmanesti | 46.37 | 26.4797 | Romania | RO | ROU | Bacău |  | 12247 | 1642492566
Darmstadt, Hesse, Germany | Darmstadt | Darmstadt | 49.8667 | 8.65 | Germany | DE | DEU | Hesse | minor | 159207 | 1276607395
Darnah, Darnah, Libya | Darnah | Darnah | 32.7648 | 22.6391 | Libya | LY | LBY | Darnah | admin | 127974 | 1434920152
Darnestown, Maryland, United States | Darnestown | Darnestown | 39.096 | -77.3033 | United States | US | USA | Maryland |  | 6424 | 1840005833
Darregueira, Buenos Aires, Argentina | Darregueira | Darregueira | -37.6996 | -63.1666 | Argentina | AR | ARG | Buenos Aires |  | 3412 | 1032968004
Dartmouth, Massachusetts, United States | Dartmouth | Dartmouth | 41.6138 | -70.9973 | United States | US | USA | Massachusetts |  | 34286 | 1840070232
Dartmouth, Devon, United Kingdom | Dartmouth | Dartmouth | 50.351 | -3.579 | United Kingdom | GB | GBR | Devon |  | 5064 | 1826002814
Darton, Barnsley, United Kingdom | Darton | Darton | 53.585 | -1.5325 | United Kingdom | GB | GBR | Barnsley |  | 21345 | 1826106593
Daru, Western, Papua New Guinea | Daru | Daru | -9.0833 | 143.2 | Papua New Guinea | PG | PNG | Western | admin | 12879 | 1598923764
Daruvar, Bjelovarsko-Bilogorska Županija, Croatia | Daruvar | Daruvar | 45.6 | 17.2167 | Croatia | HR | HRV | Bjelovarsko-Bilogorska Županija | minor | 9815 | 1191459511
Darwen, Blackburn with Darwen, United Kingdom | Darwen | Darwen | 53.698 | -2.461 | United Kingdom | GB | GBR | Blackburn with Darwen |  | 31570 | 1826810811
Darwin, Northern Territory, Australia | Darwin | Darwin | -12.4381 | 130.8411 | Australia | AU | AUS | Northern Territory | admin | 136828 | 1036497565
Dashiqiao, Liaoning, China | Dashiqiao | Dashiqiao | 40.6328 | 122.5021 | China | CN | CHN | Liaoning | minor | 704891 | 1156141962
Daşkəsən, Daşkəsən, Azerbaijan | Daşkəsən | Daskasan | 40.5181 | 46.0828 | Azerbaijan | AZ | AZE | Daşkəsən | admin | 10700 | 1031479797
Dasmariñas, Cavite, Philippines | Dasmariñas | Dasmarinas | 14.3294 | 120.9367 | Philippines | PH | PHL | Cavite |  | 659019 | 1608418544
Daşoguz, Daşoguz, Turkmenistan | Daşoguz | Dasoguz | 41.8167 | 59.9831 | Turkmenistan | TM | TKM | Daşoguz | admin | 227184 | 1795167397
Dassel, Lower Saxony, Germany | Dassel | Dassel | 51.8033 | 9.6903 | Germany | DE | DEU | Lower Saxony |  | 9604 | 1276866794
Dastgerd, Eşfahān, Iran | Dastgerd | Dastgerd | 32.8019 | 51.6636 | Iran | IR | IRN | Eşfahān |  | 15524 | 1364996387
Date, Fukushima, Japan | Date | Date | 37.8189 | 140.5631 | Japan | JP | JPN | Fukushima |  | 59441 | 1392089091
Datteln, North Rhine-Westphalia, Germany | Datteln | Datteln | 51.6539 | 7.3417 | Germany | DE | DEU | North Rhine-Westphalia |  | 34614 | 1276259793
Daugavpils, Daugavpils Novads, Latvia | Daugavpils | Daugavpils | 55.8714 | 26.5161 | Latvia | LV | LVA | Daugavpils Novads | admin | 84592 | 1428924928
Daule, Guayas, Ecuador | Daule | Daule | -1.8667 | -79.9833 | Ecuador | EC | ECU | Guayas |  | 65145 | 1218253183
Daun, Rhineland-Palatinate, Germany | Daun | Daun | 50.1986 | 6.8319 | Germany | DE | DEU | Rhineland-Palatinate | minor | 7974 | 1276401330
Dauphin, Manitoba, Canada | Dauphin | Dauphin | 51.1992 | -100.0633 | Canada | CA | CAN | Manitoba |  | 8457 | 1124144510
Davangere, Karnātaka, India | Davangere | Davangere | 14.4667 | 75.9167 | India | IN | IND | Karnātaka |  | 503564 | 1356445061
Davao, Davao, Philippines | Davao | Davao | 7.0667 | 125.6 | Philippines | PH | PHL | Davao | admin | 1632991 | 1608906877
Davenport, Iowa, United States | Davenport | Davenport | 41.5563 | -90.6052 | United States | US | USA | Iowa |  | 285362 | 1840007081
Davenport, Florida, United States | Davenport | Davenport | 28.1588 | -81.6084 | United States | US | USA | Florida |  | 6005 | 1840015104
Daventry, Northamptonshire, United Kingdom | Daventry | Daventry | 52.26 | -1.16 | United Kingdom | GB | GBR | Northamptonshire |  | 25026 | 1826794956
David, Chiriquí, Panama | David | David | 8.4333 | -82.4333 | Panama | PA | PAN | Chiriquí | admin | 144858 | 1591487342
Davidson, North Carolina, United States | Davidson | Davidson | 35.4846 | -80.8252 | United States | US | USA | North Carolina |  | 13054 | 1840016353
Davie, Florida, United States | Davie | Davie | 26.0789 | -80.287 | United States | US | USA | Florida |  | 106306 | 1840017272
Davis, California, United States | Davis | Davis | 38.5552 | -121.7365 | United States | US | USA | California |  | 76997 | 1840018833
Davlekanovo, Bashkortostan, Russia | Davlekanovo | Davlekanovo | 54.2167 | 55.0333 | Russia | RU | RUS | Bashkortostan |  | 23499 | 1643452201
Davos, Graubünden, Switzerland | Davos | Davos | 46.8091 | 9.8398 | Switzerland | CH | CHE | Graubünden | minor | 10937 | 1756286446
Davyd-Haradok, Brestskaya Voblasts’, Belarus | Davyd-Haradok | Davyd-Haradok | 52.0556 | 27.2139 | Belarus | BY | BLR | Brestskaya Voblasts’ |  | 5800 | 1112859009
Davyhulme, Trafford, United Kingdom | Davyhulme | Davyhulme | 53.4559 | -2.3683 | United Kingdom | GB | GBR | Trafford |  | 19634 | 1826976833
Dawei, Taninthayi, Burma | Dawei | Dawei | 14.0367 | 98.1867 | Burma | MM | MMR | Taninthayi | admin | 139900 | 1104373474
Dawlish, Devon, United Kingdom | Dawlish | Dawlish | 50.581 | -3.466 | United Kingdom | GB | GBR | Devon |  | 15954 | 1826164730
Dawmat al Jandal, Al Jawf, Saudi Arabia | Dawmat al Jandal | Dawmat al Jandal | 29.8153 | 39.8664 | Saudi Arabia | SA | SAU | Al Jawf |  | 22583 | 1682116359
Ḑawrān ad Daydah, Dhamār, Yemen | Ḑawrān ad Daydah | Dawran ad Daydah | 14.7608 | 44.1904 | Yemen | YE | YEM | Dhamār | minor | 5695 | 1887892367
Dawson Creek, British Columbia, Canada | Dawson Creek | Dawson Creek | 55.7606 | -120.2356 | Canada | CA | CAN | British Columbia |  | 12978 | 1124081402
Dawwah, Janūb ash Sharqīyah, Oman | Dawwah | Dawwah | 20.633 | 58.908 | Oman | OM | OMN | Janūb ash Sharqīyah |  | 2000 | 1512793920
Dax, Nouvelle-Aquitaine, France | Dax | Dax | 43.71 | -1.05 | France | FR | FRA | Nouvelle-Aquitaine | minor | 20681 | 1250059757
Dayan, Yunnan, China | Dayan | Dayan | 26.8808 | 100.2208 | China | CN | CHN | Yunnan |  | 1244769 | 1156828380
Daye, Hubei, China | Daye | Daye | 30.1003 | 114.9699 | China | CN | CHN | Hubei |  | 909724 | 1156255811
Dayr az Zawr, Dayr az Zawr, Syria | Dayr az Zawr | Dayr az Zawr | 35.3333 | 40.15 | Syria | SY | SYR | Dayr az Zawr | admin | 211857 | 1760792603
Dayr Ḩāfir, Ḩalab, Syria | Dayr Ḩāfir | Dayr Hafir | 36.1592 | 37.704 | Syria | SY | SYR | Ḩalab | minor | 35409 | 1760046071
Dayr Mawās, Al Minyā, Egypt | Dayr Mawās | Dayr Mawas | 27.6414 | 30.8494 | Egypt | EG | EGY | Al Minyā |  | 40640 | 1818973684
Dayton, Ohio, United States | Dayton | Dayton | 39.7797 | -84.1998 | United States | US | USA | Ohio |  | 718353 | 1840034249
Dayton, Texas, United States | Dayton | Dayton | 30.0292 | -94.9038 | United States | US | USA | Texas |  | 13987 | 1840019599
Dayton, Tennessee, United States | Dayton | Dayton | 35.4912 | -85.012 | United States | US | USA | Tennessee |  | 10410 | 1840014525
Dayton, Nevada, United States | Dayton | Dayton | 39.258 | -119.5677 | United States | US | USA | Nevada |  | 9508 | 1840018796
Dayton, New Jersey, United States | Dayton | Dayton | 40.3815 | -74.5137 | United States | US | USA | New Jersey |  | 7340 | 1840005414
Dayton, Minnesota, United States | Dayton | Dayton | 45.1906 | -93.4758 | United States | US | USA | Minnesota |  | 6686 | 1840006750
Dayton, Kentucky, United States | Dayton | Dayton | 39.1127 | -84.464 | United States | US | USA | Kentucky |  | 5609 | 1840014259
Daytona Beach, Florida, United States | Daytona Beach | Daytona Beach | 29.1994 | -81.0982 | United States | US | USA | Florida |  | 69186 | 1840015068
Dazhou, Sichuan, China | Dazhou | Dazhou | 31.2152 | 107.4947 | China | CN | CHN | Sichuan | minor | 5693000 | 1156834076
De Aar, Northern Cape, South Africa | De Aar | De Aar | -30.65 | 24.0167 | South Africa | ZA | ZAF | Northern Cape |  | 32318 | 1710551900
De Motte, Indiana, United States | De Motte | De Motte | 41.1988 | -87.1973 | United States | US | USA | Indiana |  | 5073 | 1840030064
De Panne, Flanders, Belgium | De Panne | De Panne | 51.1019 | 2.5917 | Belgium | BE | BEL | Flanders |  | 11129 | 1056000077
De Pere, Wisconsin, United States | De Pere | De Pere | 44.4309 | -88.0785 | United States | US | USA | Wisconsin |  | 24970 | 1840002348
De Queen, Arkansas, United States | De Queen | De Queen | 34.0426 | -94.342 | United States | US | USA | Arkansas |  | 6153 | 1840014735
De Soto, Missouri, United States | De Soto | De Soto | 38.141 | -90.5609 | United States | US | USA | Missouri |  | 7141 | 1840007509
De Soto, Kansas, United States | De Soto | De Soto | 38.9686 | -94.9548 | United States | US | USA | Kansas |  | 5352 | 1840001633
De Witt, New York, United States | De Witt | De Witt | 43.0503 | -76.0712 | United States | US | USA | New York |  | 25363 | 1840087377
Deal, Kent, United Kingdom | Deal | Deal | 51.2226 | 1.4006 | United Kingdom | GB | GBR | Kent |  | 30085 | 1826000065
Deán Funes, Córdoba, Argentina | Deán Funes | Dean Funes | -30.4333 | -64.35 | Argentina | AR | ARG | Córdoba | minor | 21518 | 1032778928
Dearborn, Michigan, United States | Dearborn | Dearborn | 42.3127 | -83.2129 | United States | US | USA | Michigan |  | 93932 | 1840003969
Dearborn Heights, Michigan, United States | Dearborn Heights | Dearborn Heights | 42.3164 | -83.2769 | United States | US | USA | Michigan |  | 55353 | 1840003970
Debar, Debar, Macedonia | Debar | Debar | 41.525 | 20.5272 | Macedonia | MK | MKD | Debar | admin | 14561 | 1807621851
DeBary, Florida, United States | DeBary | DeBary | 28.8815 | -81.324 | United States | US | USA | Florida |  | 21305 | 1840015070
Debe, Penal/Debe, Trinidad And Tobago | Debe | Debe | 10.2 | -61.45 | Trinidad And Tobago | TT | TTO | Penal/Debe | admin |  | 1780510715
Dęblin, Lubelskie, Poland | Dęblin | Deblin | 51.5667 | 21.8614 | Poland | PL | POL | Lubelskie |  | 19513 | 1616913108
Debre Birhan, Āmara, Ethiopia | Debre Birhan | Debre Birhan | 9.6804 | 39.53 | Ethiopia | ET | ETH | Āmara |  | 65231 | 1231777741
Debre Mark’os, Āmara, Ethiopia | Debre Mark’os | Debre Mark'os | 10.34 | 37.72 | Ethiopia | ET | ETH | Āmara |  | 70758 | 1231943444
Debre Zeyit, Oromīya, Ethiopia | Debre Zeyit | Debre Zeyit | 8.75 | 38.9833 | Ethiopia | ET | ETH | Oromīya |  | 99928 | 1231675489
Debrecen, Hajdú-Bihar, Hungary | Debrecen | Debrecen | 47.53 | 21.6392 | Hungary | HU | HUN | Hajdú-Bihar | admin | 201432 | 1348460698
Deçan, Deçan, Kosovo | Deçan | Decan | 42.5333 | 20.2833 | Kosovo | XK | XKS | Deçan | admin | 40019 | 1901189818
Decatur, Georgia, United States | Decatur | Decatur | 33.7711 | -84.2968 | United States | US | USA | Georgia |  | 25696 | 1840014777
Decatur, Illinois, United States | Decatur | Decatur | 39.8556 | -88.9337 | United States | US | USA | Illinois |  | 87236 | 1840007269
Decatur, Alabama, United States | Decatur | Decatur | 34.573 | -86.9906 | United States | US | USA | Alabama |  | 68867 | 1840001403
Decatur, Indiana, United States | Decatur | Decatur | 40.8286 | -84.9282 | United States | US | USA | Indiana |  | 10943 | 1840007177
Decatur, Texas, United States | Decatur | Decatur | 33.2262 | -97.5876 | United States | US | USA | Texas |  | 6939 | 1840019385
Děčín, Ústecký Kraj, Czechia | Děčín | Decin | 50.7736 | 14.1961 | Czechia | CZ | CZE | Ústecký Kraj |  | 48594 | 1203262893
Décines-Charpieu, Auvergne-Rhône-Alpes, France | Décines-Charpieu | Decines-Charpieu | 45.7694 | 4.9594 | France | FR | FRA | Auvergne-Rhône-Alpes |  | 28602 | 1250944644
Decorah, Iowa, United States | Decorah | Decorah | 43.3015 | -91.7844 | United States | US | USA | Iowa |  | 8051 | 1840006864
Dedham, Massachusetts, United States | Dedham | Dedham | 42.2466 | -71.1777 | United States | US | USA | Massachusetts |  | 25377 | 1840053547
Dedoplists’q’aro, K’akheti, Georgia | Dedoplists’q’aro | Dedoplists'q'aro | 41.4652 | 46.1045 | Georgia | GE | GEO | K’akheti | minor | 5940 | 1268323839
Dédougou, Boucle du Mouhoun, Burkina Faso | Dédougou | Dedougou | 12.4667 | -3.4667 | Burkina Faso | BF | BFA | Boucle du Mouhoun | admin | 38862 | 1854743311
Dedovsk, Moskovskaya Oblast’, Russia | Dedovsk | Dedovsk | 55.8667 | 37.1333 | Russia | RU | RUS | Moskovskaya Oblast’ |  | 29738 | 1643962207
Dedza, Dedza, Malawi | Dedza | Dedza | -14.3667 | 34.3333 | Malawi | MW | MWI | Dedza | admin | 15608 | 1454412462
Deeping Saint James, Lincolnshire, United Kingdom | Deeping Saint James | Deeping Saint James | 52.6717 | -0.2995 | United Kingdom | GB | GBR | Lincolnshire |  | 6923 | 1826146057
Deer Lake, Newfoundland and Labrador, Canada | Deer Lake | Deer Lake | 49.1744 | -57.4269 | Canada | CA | CAN | Newfoundland and Labrador |  | 5249 | 1124841556
Deer Park, Ohio, United States | Deer Park | Deer Park | 39.2039 | -84.3977 | United States | US | USA | Ohio |  | 5566 | 1840003815
Deer Park, Texas, United States | Deer Park | Deer Park | 29.6898 | -95.1151 | United States | US | USA | Texas |  | 33474 | 1840019621
Deer Park, New York, United States | Deer Park | Deer Park | 40.7623 | -73.3219 | United States | US | USA | New York |  | 27273 | 1840005034
Deerfield, Illinois, United States | Deerfield | Deerfield | 42.1654 | -87.8516 | United States | US | USA | Illinois |  | 18646 | 1840011167
Deerfield, Massachusetts, United States | Deerfield | Deerfield | 42.522 | -72.6097 | United States | US | USA | Massachusetts |  | 5046 | 1840053428
Deerfield Beach, Florida, United States | Deerfield Beach | Deerfield Beach | 26.305 | -80.1277 | United States | US | USA | Florida |  | 81066 | 1840015136
Defiance, Ohio, United States | Defiance | Defiance | 41.281 | -84.3661 | United States | US | USA | Ohio |  | 18460 | 1840007133
DeForest, Wisconsin, United States | DeForest | DeForest | 43.2301 | -89.3437 | United States | US | USA | Wisconsin |  | 10691 | 1840037935
DeFuniak Springs, Florida, United States | DeFuniak Springs | DeFuniak Springs | 30.7123 | -86.1208 | United States | US | USA | Florida |  | 7823 | 1840015011
Deggendorf, Bavaria, Germany | Deggendorf | Deggendorf | 48.8353 | 12.9644 | Germany | DE | DEU | Bavaria | minor | 33585 | 1276512590
Degtyarsk, Sverdlovskaya Oblast’, Russia | Degtyarsk | Degtyarsk | 56.7 | 60.1 | Russia | RU | RUS | Sverdlovskaya Oblast’ |  | 16001 | 1643565822
Dehaq, Eşfahān, Iran | Dehaq | Dehaq | 33.1044 | 50.9589 | Iran | IR | IRN | Eşfahān |  | 7828 | 1364662944
Dehāqān, Eşfahān, Iran | Dehāqān | Dehaqan | 31.94 | 51.6478 | Iran | IR | IRN | Eşfahān | minor | 16899 | 1364614039
Dehiba, Tataouine, Tunisia | Dehiba | Dehiba | 32.011 | 10.7028 | Tunisia | TN | TUN | Tataouine |  | 4295 | 1788484869
Dehra Dūn, Uttarakhand, India | Dehra Dūn | Dehra Dun | 30.318 | 78.029 | India | IN | IND | Uttarakhand | admin | 578420 | 1356970407
Dehui, Jilin, China | Dehui | Dehui | 44.5323 | 125.6965 | China | CN | CHN | Jilin |  | 839786 | 1156898134
Deinze, Flanders, Belgium | Deinze | Deinze | 50.9833 | 3.5272 | Belgium | BE | BEL | Flanders |  | 31085 | 1056715271
Dek’emhāre, Debub, Eritrea | Dek’emhāre | Dek'emhare | 15.07 | 39.0475 | Eritrea | ER | ERI | Debub |  | 10959 | 1232763839
DeKalb, Illinois, United States | DeKalb | DeKalb | 41.9313 | -88.7482 | United States | US | USA | Illinois |  | 66959 | 1840007033
De-Kastri, Khabarovskiy Kray, Russia | De-Kastri | De-Kastri | 51.4666 | 140.7833 | Russia | RU | RUS | Khabarovskiy Kray |  | 3615 | 1643988786
Del Aire, California, United States | Del Aire | Del Aire | 33.9168 | -118.3693 | United States | US | USA | California |  | 10065 | 1840028367
Del City, Oklahoma, United States | Del City | Del City | 35.4483 | -97.4408 | United States | US | USA | Oklahoma |  | 21712 | 1840019154
Del Rio, Texas, United States | Del Rio | Del Rio | 29.3708 | -100.88 | United States | US | USA | Texas |  | 44121 | 1840019607
Delafield, Wisconsin, United States | Delafield | Delafield | 43.072 | -88.3913 | United States | US | USA | Wisconsin |  | 7536 | 1840003017
DeLand, Florida, United States | DeLand | DeLand | 29.0224 | -81.2873 | United States | US | USA | Florida |  | 34851 | 1840015071
Delano, California, United States | Delano | Delano | 35.767 | -119.2637 | United States | US | USA | California |  | 54917 | 1840019151
Delano, Minnesota, United States | Delano | Delano | 45.0383 | -93.7922 | United States | US | USA | Minnesota |  | 6061 | 1840006710
Delavan, Wisconsin, United States | Delavan | Delavan | 42.6281 | -88.6324 | United States | US | USA | Wisconsin |  | 11871 | 1840002483
Delaware, Ohio, United States | Delaware | Delaware | 40.2866 | -83.0747 | United States | US | USA | Ohio |  | 41283 | 1840007237
Delaware Township, Pennsylvania, United States | Delaware Township | Delaware Township | 41.2372 | -74.9281 | United States | US | USA | Pennsylvania |  | 7066 | 1840146120
Delbrück, North Rhine-Westphalia, Germany | Delbrück | Delbruck | 51.7667 | 8.5667 | Germany | DE | DEU | North Rhine-Westphalia |  | 31949 | 1276424035
Delčevo, Delčevo, Macedonia | Delčevo | Delcevo | 41.9661 | 22.7747 | Macedonia | MK | MKD | Delčevo | admin | 11500 | 1807161783
Delémont, Jura, Switzerland | Delémont | Delemont | 47.3653 | 7.3472 | Switzerland | CH | CHE | Jura | admin | 12682 | 1756748908
Delhi, Delhi, India | Delhi | Delhi | 28.66 | 77.23 | India | IN | IND | Delhi | admin | 29617000 | 1356872604
Delhi, California, United States | Delhi | Delhi | 37.4306 | -120.7759 | United States | US | USA | California |  | 11735 | 1840018930
Delhi Hills, Ohio, United States | Delhi Hills | Delhi Hills | 39.0871 | -84.6178 | United States | US | USA | Ohio |  | 5308 | 1840034107
Delicias, Chihuahua, Mexico | Delicias | Delicias | 28.1931 | -105.4717 | Mexico | MX | MEX | Chihuahua | minor | 148045 | 1484405772
Delitzsch, Saxony, Germany | Delitzsch | Delitzsch | 51.5264 | 12.3425 | Germany | DE | DEU | Saxony |  | 24868 | 1276928962
Delle, Bourgogne-Franche-Comté, France | Delle | Delle | 47.5069 | 6.9981 | France | FR | FRA | Bourgogne-Franche-Comté |  | 5690 | 1250527213
Delmas, Ouest, Haiti | Delmas | Delmas | 18.55 | -72.3 | Haiti | HT | HTI | Ouest |  | 284079 | 1332257532
Delmenhorst, Lower Saxony, Germany | Delmenhorst | Delmenhorst | 53.0506 | 8.6317 | Germany | DE | DEU | Lower Saxony | minor | 77607 | 1276098664
Delphos, Ohio, United States | Delphos | Delphos | 40.8481 | -84.3368 | United States | US | USA | Ohio |  | 7267 | 1840007172
Delran, New Jersey, United States | Delran | Delran | 40.017 | -74.9495 | United States | US | USA | New Jersey |  | 16631 | 1840081628
Delray Beach, Florida, United States | Delray Beach | Delray Beach | 26.455 | -80.0905 | United States | US | USA | Florida |  | 69451 | 1840015123
Delson, Quebec, Canada | Delson | Delson | 45.37 | -73.55 | Canada | CA | CAN | Quebec |  | 7462 | 1124405717
Delta, British Columbia, Canada | Delta | Delta | 49.0847 | -123.0586 | Canada | CA | CAN | British Columbia |  | 102238 | 1124001200
Delta, Colorado, United States | Delta | Delta | 38.756 | -108.0772 | United States | US | USA | Colorado |  | 7918 | 1840018820
Deltona, Florida, United States | Deltona | Deltona | 28.905 | -81.2137 | United States | US | USA | Florida |  | 198361 | 1840015072
Delvinë, Vlorë, Albania | Delvinë | Delvine | 39.9494 | 20.0958 | Albania | AL | ALB | Vlorë |  | 5754 | 1008273800
Demba, Kasaï Central, Congo (Kinshasa) | Demba | Demba | -5.5096 | 22.26 | Congo (Kinshasa) | CD | COD | Kasaï Central |  | 22263 | 1180021198
Dembī Dolo, Oromīya, Ethiopia | Dembī Dolo | Dembi Dolo | 8.5333 | 34.8 | Ethiopia | ET | ETH | Oromīya |  | 27780 | 1231620291
Demidov, Smolenskaya Oblast’, Russia | Demidov | Demidov | 55.2667 | 31.5167 | Russia | RU | RUS | Smolenskaya Oblast’ |  | 6213 | 1643626996
Deming, New Mexico, United States | Deming | Deming | 32.2631 | -107.7525 | United States | US | USA | New Mexico |  | 13924 | 1840019458
Demir Hisar, Demir Hisar, Macedonia | Demir Hisar | Demir Hisar | 41.2208 | 21.2031 | Macedonia | MK | MKD | Demir Hisar | admin | 2593 | 1807908017
Demir Kapija, Demir Kapija, Macedonia | Demir Kapija | Demir Kapija | 41.4114 | 22.2422 | Macedonia | MK | MKD | Demir Kapija | admin | 2547 | 1807182004
Demmin, Mecklenburg-Western Pomerania, Germany | Demmin | Demmin | 53.905 | 13.0439 | Germany | DE | DEU | Mecklenburg-Western Pomerania |  | 10657 | 1276386093
Demopolis, Alabama, United States | Demopolis | Demopolis | 32.498 | -87.8298 | United States | US | USA | Alabama |  | 5701 | 1840014897
Denair, California, United States | Denair | Denair | 37.5262 | -120.7994 | United States | US | USA | California |  | 5131 | 1840018906
Denby Dale, Kirklees, United Kingdom | Denby Dale | Denby Dale | 53.572 | -1.655 | United Kingdom | GB | GBR | Kirklees |  | 16365 | 1826175295
Dendermonde, Flanders, Belgium | Dendermonde | Dendermonde | 51.0167 | 4.1 | Belgium | BE | BEL | Flanders | minor | 45673 | 1056277590
Dengtacun, Liaoning, China | Dengtacun | Dengtacun | 41.4237 | 123.3203 | China | CN | CHN | Liaoning |  | 496122 | 1156096868
Dengtalu, Henan, China | Dengtalu | Dengtalu | 36.08 | 114.35 | China | CN | CHN | Henan | minor | 887000 | 1156202014
Denham, Buckinghamshire, United Kingdom | Denham | Denham | 51.563 | -0.499 | United Kingdom | GB | GBR | Buckinghamshire |  | 7139 | 1826428149
Denham Springs, Louisiana, United States | Denham Springs | Denham Springs | 30.4743 | -90.9594 | United States | US | USA | Louisiana |  | 9753 | 1840015027
Deniliquin, New South Wales, Australia | Deniliquin | Deniliquin | -35.5317 | 144.9344 | Australia | AU | AUS | New South Wales |  | 7862 | 1036325219
Denison, Texas, United States | Denison | Denison | 33.7672 | -96.5807 | United States | US | USA | Texas |  | 25529 | 1840019317
Denison, Iowa, United States | Denison | Denison | 42.016 | -95.3528 | United States | US | USA | Iowa |  | 8185 | 1840007008
Denizli, Denizli, Turkey | Denizli | Denizli | 37.7731 | 29.0878 | Turkey | TR | TUR | Denizli | admin | 963464 | 1792161179
Dennis, Massachusetts, United States | Dennis | Dennis | 41.7064 | -70.1643 | United States | US | USA | Massachusetts |  | 13962 | 1840053500
Dennis, New Jersey, United States | Dennis | Dennis | 39.2019 | -74.8188 | United States | US | USA | New Jersey |  | 6244 | 1840081577
Denny, Falkirk, United Kingdom | Denny | Denny | 56.018 | -3.907 | United Kingdom | GB | GBR | Falkirk |  | 7934 | 1826810259
Denov, Surxondaryo, Uzbekistan | Denov | Denov | 38.2772 | 67.8872 | Uzbekistan | UZ | UZB | Surxondaryo |  | 217274 | 1860150082
Denpasar, Bali, Indonesia | Denpasar | Denpasar | -8.6667 | 115.2167 | Indonesia | ID | IDN | Bali | admin | 834881 | 1360848527
Dent, Ohio, United States | Dent | Dent | 39.1922 | -84.6593 | United States | US | USA | Ohio |  | 11378 | 1840005880
Denton, Texas, United States | Denton | Denton | 33.2176 | -97.1419 | United States | US | USA | Texas |  | 457177 | 1840019390
Denton, Tameside, United Kingdom | Denton | Denton | 53.4554 | -2.1122 | United Kingdom | GB | GBR | Tameside |  | 36591 | 1826948278
Dentsville, South Carolina, United States | Dentsville | Dentsville | 34.0754 | -80.9546 | United States | US | USA | South Carolina |  | 14887 | 1840013089
Denver, Colorado, United States | Denver | Denver | 39.7621 | -104.8759 | United States | US | USA | Colorado | admin | 2876625 | 1840018789
Denver City, Texas, United States | Denver City | Denver City | 32.968 | -102.8318 | United States | US | USA | Texas |  | 5413 | 1840022029
Denville, New Jersey, United States | Denville | Denville | 40.8889 | -74.4893 | United States | US | USA | New Jersey |  | 16667 | 1840081734
Deo, Bihār, India | Deo | Deo | 24.6561 | 84.4356 | India | IN | IND | Bihār |  | 173216 | 1356131438
Depew, New York, United States | Depew | Depew | 42.9117 | -78.7044 | United States | US | USA | New York |  | 15011 | 1840004397
Depok, Jawa Barat, Indonesia | Depok | Depok | -6.394 | 106.8225 | Indonesia | ID | IDN | Jawa Barat |  | 1631951 | 1360962899
Deptford, New Jersey, United States | Deptford | Deptford | 39.8157 | -75.1181 | United States | US | USA | New Jersey |  | 30454 | 1840081679
Dera Ghazi Khan, Punjab, Pakistan | Dera Ghazi Khan | Dera Ghazi Khan | 30.05 | 70.6333 | Pakistan | PK | PAK | Punjab | minor | 264742 | 1586002238
Dera Ismail Khan, Khyber Pakhtunkhwa, Pakistan | Dera Ismail Khan | Dera Ismail Khan | 31.8167 | 70.9167 | Pakistan | PK | PAK | Khyber Pakhtunkhwa | minor | 109686 | 1586008360
Derbent, Dagestan, Russia | Derbent | Derbent | 42.0692 | 48.2958 | Russia | RU | RUS | Dagestan | minor | 123720 | 1643003556
Derby, Derby, United Kingdom | Derby | Derby | 52.9167 | -1.4667 | United Kingdom | GB | GBR | Derby |  | 270500 | 1826333435
Derby, Colorado, United States | Derby | Derby | 39.8401 | -104.9171 | United States | US | USA | Colorado |  | 9084 | 1840028576
Derby, Kansas, United States | Derby | Derby | 37.5571 | -97.2552 | United States | US | USA | Kansas |  | 24943 | 1840007569
Derby, Connecticut, United States | Derby | Derby | 41.3265 | -73.0833 | United States | US | USA | Connecticut |  | 12339 | 1840004847
Derecske, Hajdú-Bihar, Hungary | Derecske | Derecske | 47.3537 | 21.5718 | Hungary | HU | HUN | Hajdú-Bihar | minor | 8403 | 1348758778
DeRidder, Louisiana, United States | DeRidder | DeRidder | 30.8467 | -93.2931 | United States | US | USA | Louisiana |  | 13354 | 1840015013
Derik, Mardin, Turkey | Derik | Derik | 37.3644 | 40.2689 | Turkey | TR | TUR | Mardin | minor | 61830 | 1792566919
Derne, North Rhine-Westphalia, Germany | Derne | Derne | 51.6667 | 7.6167 | Germany | DE | DEU | North Rhine-Westphalia |  | 29662 | 1276021883
Derry, Derry and Strabane, United Kingdom | Derry | Derry | 55.0004 | -7.3333 | United Kingdom | GB | GBR | Derry and Strabane |  | 83652 | 1826603241
Derry, New Hampshire, United States | Derry | Derry | 42.8888 | -71.2804 | United States | US | USA | New Hampshire |  | 33515 | 1840054793
Derry Township, Pennsylvania, United States | Derry Township | Derry Township | 40.2709 | -76.6561 | United States | US | USA | Pennsylvania |  | 25036 | 1840152635
Derry Township, Pennsylvania, United States | Derry Township | Derry Township | 40.633 | -77.5367 | United States | US | USA | Pennsylvania |  | 7314 | 1840146278
Derventa, Srpska, Republika, Bosnia And Herzegovina | Derventa | Derventa | 44.98 | 17.91 | Bosnia And Herzegovina | BA | BIH | Srpska, Republika | minor | 12680 | 1070137362
Derzhavīnsk, Aqmola, Kazakhstan | Derzhavīnsk | Derzhavinsk | 51.1021 | 66.3075 | Kazakhstan | KZ | KAZ | Aqmola |  | 15848 | 1398070336
Des Moines, Iowa, United States | Des Moines | Des Moines | 41.5725 | -93.6105 | United States | US | USA | Iowa | admin | 473957 | 1840007069
Des Moines, Washington, United States | Des Moines | Des Moines | 47.3915 | -122.3157 | United States | US | USA | Washington |  | 32348 | 1840018426
Des Peres, Missouri, United States | Des Peres | Des Peres | 38.5973 | -90.448 | United States | US | USA | Missouri |  | 8697 | 1840007456
Des Plaines, Illinois, United States | Des Plaines | Des Plaines | 42.0345 | -87.9009 | United States | US | USA | Illinois |  | 58899 | 1840007032
Desaguadero, Puno, Peru | Desaguadero | Desaguadero | -16.5684 | -69.0421 | Peru | PE | PER | Puno |  | 5329 | 1604523021
Desborough, Northamptonshire, United Kingdom | Desborough | Desborough | 52.4398 | -0.8172 | United Kingdom | GB | GBR | Northamptonshire |  | 10697 | 1826690378
Descalvado, São Paulo, Brazil | Descalvado | Descalvado | -21.9039 | -47.6189 | Brazil | BR | BRA | São Paulo |  | 32980 | 1076021755
Deschutes River Woods, Oregon, United States | Deschutes River Woods | Deschutes River Woods | 43.9887 | -121.3608 | United States | US | USA | Oregon |  | 5775 | 1840034826
Desē, Āmara, Ethiopia | Desē | Dese | 11.1333 | 39.6333 | Ethiopia | ET | ETH | Āmara |  | 187900 | 1231359719
Desert Hot Springs, California, United States | Desert Hot Springs | Desert Hot Springs | 33.9551 | -116.543 | United States | US | USA | California |  | 43914 | 1840019306
Desert Palms, California, United States | Desert Palms | Desert Palms | 33.779 | -116.293 | United States | US | USA | California |  | 6947 | 1840043016
Desnogorsk, Smolenskaya Oblast’, Russia | Desnogorsk | Desnogorsk | 54.1531 | 33.2903 | Russia | RU | RUS | Smolenskaya Oblast’ |  | 27771 | 1643598979
DeSoto, Texas, United States | DeSoto | DeSoto | 32.5992 | -96.8633 | United States | US | USA | Texas |  | 52988 | 1840019441
Despotovac, Despotovac, Serbia | Despotovac | Despotovac | 44.0833 | 21.4333 | Serbia | RS | SRB | Despotovac | admin |  | 1688388893
Dessau-Roßlau, Saxony-Anhalt, Germany | Dessau-Roßlau | Dessau-Rosslau | 51.8333 | 12.2333 | Germany | DE | DEU | Saxony-Anhalt | minor | 81237 | 1276983641
Destin, Florida, United States | Destin | Destin | 30.395 | -86.4701 | United States | US | USA | Florida |  | 14247 | 1840015008
Destrehan, Louisiana, United States | Destrehan | Destrehan | 29.9627 | -90.3676 | United States | US | USA | Louisiana |  | 10933 | 1840013110
Destrnik, Destrnik, Slovenia | Destrnik | Destrnik | 46.5006 | 15.875 | Slovenia | SI | SVN | Destrnik | admin |  | 1705579309
Det Udom, Ubon Ratchathani, Thailand | Det Udom | Det Udom | 14.906 | 105.0784 | Thailand | TH | THA | Ubon Ratchathani | minor | 14264 | 1764920064
Deta, Timiş, Romania | Deta | Deta | 45.4 | 21.22 | Romania | RO | ROU | Timiş |  | 6260 | 1642851742
Detmold, North Rhine-Westphalia, Germany | Detmold | Detmold | 51.9378 | 8.8833 | Germany | DE | DEU | North Rhine-Westphalia | minor | 74388 | 1276802316
Detroit, Michigan, United States | Detroit | Detroit | 42.3834 | -83.1024 | United States | US | USA | Michigan |  | 3506126 | 1840003971
Detroit Lakes, Minnesota, United States | Detroit Lakes | Detroit Lakes | 46.806 | -95.8449 | United States | US | USA | Minnesota |  | 8642 | 1840006632
Dettelbach, Bavaria, Germany | Dettelbach | Dettelbach | 49.8017 | 10.1618 | Germany | DE | DEU | Bavaria |  | 7240 | 1276055883
Detva, Banskobystrický, Slovakia | Detva | Detva | 48.5572 | 19.4208 | Slovakia | SK | SVK | Banskobystrický | minor | 14751 | 1703135182
Deuil-la-Barre, Île-de-France, France | Deuil-la-Barre | Deuil-la-Barre | 48.9767 | 2.3272 | France | FR | FRA | Île-de-France |  | 22306 | 1250595652
Deutschlandsberg, Steiermark, Austria | Deutschlandsberg | Deutschlandsberg | 46.8161 | 15.215 | Austria | AT | AUT | Steiermark | minor | 11604 | 1040677286
Deutsch-Wagram, Niederösterreich, Austria | Deutsch-Wagram | Deutsch-Wagram | 48.2994 | 16.5644 | Austria | AT | AUT | Niederösterreich |  | 8651 | 1040363748
Deux-Montagnes, Quebec, Canada | Deux-Montagnes | Deux-Montagnes | 45.5333 | -73.8833 | Canada | CA | CAN | Quebec |  | 17553 | 1124980214
Deva, Hunedoara, Romania | Deva | Deva | 45.8719 | 22.9117 | Romania | RO | ROU | Hunedoara |  | 61123 | 1642728479
Devarkonda, Telangana, India | Devarkonda | Devarkonda | 16.7 | 78.9333 | India | IN | IND | Telangana |  | 29731 | 1356060197
Dévaványa, Békés, Hungary | Dévaványa | Devavanya | 47.03 | 20.9589 | Hungary | HU | HUN | Békés |  | 7363 | 1348309074
Dəvəçi, Şabran, Azerbaijan | Dəvəçi | Davaci | 41.2012 | 48.9871 | Azerbaijan | AZ | AZE | Şabran | admin |  | 1031053363
Devils Lake, North Dakota, United States | Devils Lake | Devils Lake | 48.1131 | -98.875 | United States | US | USA | North Dakota |  | 7631 | 1840091411
Devin, Smolyan, Bulgaria | Devin | Devin | 41.7425 | 24.3992 | Bulgaria | BG | BGR | Smolyan | minor | 6859 | 1100395981
Devine, Texas, United States | Devine | Devine | 29.1457 | -98.9049 | United States | US | USA | Texas |  | 6436 | 1840019657
Devizes, Wiltshire, United Kingdom | Devizes | Devizes | 51.353 | -1.994 | United Kingdom | GB | GBR | Wiltshire |  | 11715 | 1826715932
Devnya, Varna, Bulgaria | Devnya | Devnya | 43.2189 | 27.5603 | Bulgaria | BG | BGR | Varna |  | 9036 | 1100328780
Devon, Alberta, Canada | Devon | Devon | 53.3633 | -113.7322 | Canada | CA | CAN | Alberta |  | 6578 | 1124268366
Devonport, Tasmania, Australia | Devonport | Devonport | -41.1806 | 146.3464 | Australia | AU | AUS | Tasmania |  | 23046 | 1036033175
Dewsbury, Kirklees, United Kingdom | Dewsbury | Dewsbury | 53.691 | -1.633 | United Kingdom | GB | GBR | Kirklees |  | 62945 | 1826354283
Dexter, Missouri, United States | Dexter | Dexter | 36.7928 | -89.9634 | United States | US | USA | Missouri |  | 8996 | 1840007643
Deyang, Sichuan, China | Deyang | Deyang | 31.1289 | 104.395 | China | CN | CHN | Sichuan | minor | 3636000 | 1156127147
Deysbrook, Liverpool, United Kingdom | Deysbrook | Deysbrook | 53.429 | -2.934 | United Kingdom | GB | GBR | Liverpool |  | 14490 | 1826441033
Dezfūl, Khūzestān, Iran | Dezfūl | Dezful | 32.3878 | 48.4033 | Iran | IR | IRN | Khūzestān | minor | 264709 | 1364663520
Dezhou, Shandong, China | Dezhou | Dezhou | 37.4513 | 116.3105 | China | CN | CHN | Shandong | minor | 5470000 | 1156524080
Dhahran, Ash Sharqīyah, Saudi Arabia | Dhahran | Dhahran | 26.2667 | 50.15 | Saudi Arabia | SA | SAU | Ash Sharqīyah |  | 138135 | 1682374155
Dhaka, Dhaka, Bangladesh | Dhaka | Dhaka | 23.7161 | 90.3961 | Bangladesh | BD | BGD | Dhaka | primary | 15443000 | 1050529279
Dhamār, Dhamār, Yemen | Dhamār | Dhamar | 14.55 | 44.4017 | Yemen | YE | YEM | Dhamār | admin | 160114 | 1887135215
Dhanbād, Jharkhand, India | Dhanbād | Dhanbad | 23.7928 | 86.435 | India | IN | IND | Jharkhand |  | 1246000 | 1356103392
Dhangaḍhi̇̄, Setī, Nepal | Dhangaḍhi̇̄ | Dhangadhi | 28.6833 | 80.6 | Nepal | NP | NPL | Setī |  | 101970 | 1524561456
Dharān, Kosī, Nepal | Dharān | Dharan | 26.8167 | 87.2667 | Nepal | NP | NPL | Kosī |  | 116181 | 1524888375
Dharmavaram, Andhra Pradesh, India | Dharmavaram | Dharmavaram | 14.4142 | 77.715 | India | IN | IND | Andhra Pradesh |  | 121874 | 1356879569
Dharmsāla, Himāchal Pradesh, India | Dharmsāla | Dharmsala | 32.2167 | 76.3167 | India | IN | IND | Himāchal Pradesh |  | 19034 | 1356618034
Dhihdhoo, Thiladhunmathee Uthuruburi, Maldives | Dhihdhoo | Dhihdhoo | 6.8874 | 73.114 | Maldives | MV | MDV | Thiladhunmathee Uthuruburi | admin |  | 1462109783
Dholka, Gujarāt, India | Dholka | Dholka | 22.72 | 72.47 | India | IN | IND | Gujarāt |  | 53792 | 1356709185
Dhūlia, Mahārāshtra, India | Dhūlia | Dhulia | 20.9 | 74.7833 | India | IN | IND | Mahārāshtra |  | 479073 | 1356224695
Dhuusamarreeb, Galguduud, Somalia | Dhuusamarreeb | Dhuusamarreeb | 5.5375 | 46.3875 | Somalia | SO | SOM | Galguduud | admin | 447 | 1706027824
Diadema, São Paulo, Brazil | Diadema | Diadema | -23.6858 | -46.6228 | Brazil | BR | BRA | São Paulo |  | 412428 | 1076867279
Diamantina, Minas Gerais, Brazil | Diamantina | Diamantina | -18.24 | -43.61 | Brazil | BR | BRA | Minas Gerais |  | 37343 | 1076865092
Diamond Bar, California, United States | Diamond Bar | Diamond Bar | 33.9991 | -117.8161 | United States | US | USA | California |  | 55720 | 1840019244
Diamond Springs, California, United States | Diamond Springs | Diamond Springs | 38.692 | -120.8391 | United States | US | USA | California |  | 11989 | 1840018829
Diamondhead, Mississippi, United States | Diamondhead | Diamondhead | 30.3791 | -89.3708 | United States | US | USA | Mississippi |  | 7504 | 1840013106
Diaobingshancun, Liaoning, China | Diaobingshancun | Diaobingshancun | 42.4391 | 123.5426 | China | CN | CHN | Liaoning |  | 241431 | 1156893347
Diapaga, Est, Burkina Faso | Diapaga | Diapaga | 12.077 | 1.796 | Burkina Faso | BF | BFA | Est | minor | 26013 | 1854687079
Diavatá, Kentrikí Makedonía, Greece | Diavatá | Diavata | 40.6883 | 22.8583 | Greece | GR | GRC | Kentrikí Makedonía |  | 9890 | 1300787037
Dibaya, Kasaï Central, Congo (Kinshasa) | Dibaya | Dibaya | -6.5095 | 22.87 | Congo (Kinshasa) | CD | COD | Kasaï Central |  | 603 | 1180985189
D'Iberville, Mississippi, United States | D'Iberville | D'Iberville | 30.4709 | -88.9011 | United States | US | USA | Mississippi |  | 14012 | 1840015023
Dibrugarh, Assam, India | Dibrugarh | Dibrugarh | 27.4833 | 95 | India | IN | IND | Assam |  | 154019 | 1356100193
Dickinson, North Dakota, United States | Dickinson | Dickinson | 46.8917 | -102.7924 | United States | US | USA | North Dakota |  | 22872 | 1840000192
Dickinson, Texas, United States | Dickinson | Dickinson | 29.4546 | -95.0583 | United States | US | USA | Texas |  | 21129 | 1840019667
Dickinson, Pennsylvania, United States | Dickinson | Dickinson | 40.1008 | -77.2468 | United States | US | USA | Pennsylvania |  | 5352 | 1840099045
Dickinson, New York, United States | Dickinson | Dickinson | 42.1301 | -75.9097 | United States | US | USA | New York |  | 5132 | 1840058047
Dickson, Tennessee, United States | Dickson | Dickson | 36.064 | -87.3668 | United States | US | USA | Tennessee |  | 17157 | 1840014468
Dickson City, Pennsylvania, United States | Dickson City | Dickson City | 41.4684 | -75.6358 | United States | US | USA | Pennsylvania |  | 5761 | 1840003380
Didcot, Oxfordshire, United Kingdom | Didcot | Didcot | 51.606 | -1.241 | United Kingdom | GB | GBR | Oxfordshire |  | 26920 | 1826515635
Didsbury, Alberta, Canada | Didsbury | Didsbury | 51.6658 | -114.1311 | Canada | CA | CAN | Alberta |  | 5268 | 1124574154
Didymóteicho, Anatolikí Makedonía kai Thráki, Greece | Didymóteicho | Didymoteicho | 41.35 | 26.5 | Greece | GR | GRC | Anatolikí Makedonía kai Thráki | minor | 9263 | 1300999441
Diébougou, Sud-Ouest, Burkina Faso | Diébougou | Diebougou | 10.952 | -3.248 | Burkina Faso | BF | BFA | Sud-Ouest | minor | 12732 | 1854858995
Dieburg, Hesse, Germany | Dieburg | Dieburg | 49.8985 | 8.8385 | Germany | DE | DEU | Hesse |  | 15679 | 1276337501
Diego de Almagro, Atacama, Chile | Diego de Almagro | Diego de Almagro | -26.3696 | -70.05 | Chile | CL | CHL | Atacama |  | 18137 | 1152585849
Diego Martin, Diego Martin, Trinidad And Tobago | Diego Martin | Diego Martin | 10.7208 | -61.5662 | Trinidad And Tobago | TT | TTO | Diego Martin | admin |  | 1780534918
Diekirch, Diekirch, Luxembourg | Diekirch | Diekirch | 49.8678 | 6.1558 | Luxembourg | LU | LUX | Diekirch | admin | 6242 | 1442382721
Điện Biên Phủ, Điện Biên, Vietnam | Điện Biên Phủ | Dien Bien Phu | 21.3833 | 103.0169 | Vietnam | VN | VNM | Điện Biên | admin |  | 1704081536
Diepholz, Lower Saxony, Germany | Diepholz | Diepholz | 52.6072 | 8.3711 | Germany | DE | DEU | Lower Saxony | minor | 16882 | 1276476080
Dieppe, New Brunswick, Canada | Dieppe | Dieppe | 46.0989 | -64.7242 | Canada | CA | CAN | New Brunswick |  | 107068 | 1124195431
Dieppe, Normandie, France | Dieppe | Dieppe | 49.92 | 1.08 | France | FR | FRA | Normandie | minor | 29080 | 1250006284
Dierdorf, Rhineland-Palatinate, Germany | Dierdorf | Dierdorf | 50.5489 | 7.6594 | Germany | DE | DEU | Rhineland-Palatinate |  | 5700 | 1276542576
Diest, Flanders, Belgium | Diest | Diest | 50.9847 | 5.0514 | Belgium | BE | BEL | Flanders |  | 23824 | 1056065349
Dietenheim, Baden-Württemberg, Germany | Dietenheim | Dietenheim | 48.2119 | 10.0733 | Germany | DE | DEU | Baden-Württemberg |  | 6715 | 1276572579
Dietikon, Zürich, Switzerland | Dietikon | Dietikon | 47.4056 | 8.4039 | Switzerland | CH | CHE | Zürich |  | 26936 | 1756546516
Dietzenbach, Hesse, Germany | Dietzenbach | Dietzenbach | 50.0086 | 8.7756 | Germany | DE | DEU | Hesse |  | 34019 | 1276741284
Diez, Rhineland-Palatinate, Germany | Diez | Diez | 50.3708 | 8.0158 | Germany | DE | DEU | Rhineland-Palatinate |  | 11074 | 1276836214
Diffa, Diffa, Niger | Diffa | Diffa | 13.3171 | 12.6089 | Niger | NE | NER | Diffa | admin | 30988 | 1562050464
Dighton, Massachusetts, United States | Dighton | Dighton | 41.836 | -71.1552 | United States | US | USA | Massachusetts |  | 7571 | 1840053520
Digora, North Ossetia, Russia | Digora | Digora | 43.15 | 44.15 | Russia | RU | RUS | North Ossetia |  | 10075 | 1643075544
Digos, Davao del Sur, Philippines | Digos | Digos | 6.75 | 125.35 | Philippines | PH | PHL | Davao del Sur | admin | 169393 | 1608635653
Dijon, Bourgogne-Franche-Comté, France | Dijon | Dijon | 47.3167 | 5.0167 | France | FR | FRA | Bourgogne-Franche-Comté | admin | 156920 | 1250505606
Dikhil, Dikhil, Djibouti | Dikhil | Dikhil | 11.1086 | 42.3667 | Djibouti | DJ | DJI | Dikhil | admin | 35000 | 1262950337
Dikili, İzmir, Turkey | Dikili | Dikili | 39.071 | 26.8902 | Turkey | TR | TUR | İzmir | minor | 44172 | 1792392506
Dikson, Krasnoyarskiy Kray, Russia | Dikson | Dikson | 73.507 | 80.5451 | Russia | RU | RUS | Krasnoyarskiy Kray |  | 1113 | 1643554430
Dīla, YeDebub Bihēroch Bihēreseboch na Hizboch, Ethiopia | Dīla | Dila | 6.4104 | 38.31 | Ethiopia | ET | ETH | YeDebub Bihēroch Bihēreseboch na Hizboch |  | 47021 | 1231393325
Dili, Díli, Timor-Leste | Dili | Dili | -8.5586 | 125.5736 | Timor-Leste | TL | TLS | Díli | primary | 222323 | 1626308942
Dilijan, Tavush, Armenia | Dilijan | Dilijan | 40.7408 | 44.8631 | Armenia | AM | ARM | Tavush |  | 16600 | 1051278149
Dillenburg, Hesse, Germany | Dillenburg | Dillenburg | 50.7333 | 8.2833 | Germany | DE | DEU | Hesse |  | 23365 | 1276583007
Dillingen, Saarland, Germany | Dillingen | Dillingen | 49.35 | 6.7333 | Germany | DE | DEU | Saarland |  | 20048 | 1276001038
Dillingen, Bavaria, Germany | Dillingen | Dillingen | 48.5667 | 10.4667 | Germany | DE | DEU | Bavaria | minor | 18978 | 1276506212
Dillon, South Carolina, United States | Dillon | Dillon | 34.4233 | -79.3689 | United States | US | USA | South Carolina |  | 9089 | 1840014676
Dilolo, Lualaba, Congo (Kinshasa) | Dilolo | Dilolo | -10.6833 | 22.3333 | Congo (Kinshasa) | CD | COD | Lualaba |  | 7854 | 1180154207
Dimbokro, Lacs, Côte D’Ivoire | Dimbokro | Dimbokro | 6.6505 | -4.71 | Côte D’Ivoire | CI | CIV | Lacs | admin | 67349 | 1384235566
Dimitrovgrad, Ul’yanovskaya Oblast’, Russia | Dimitrovgrad | Dimitrovgrad | 54.2333 | 49.5833 | Russia | RU | RUS | Ul’yanovskaya Oblast’ |  | 116055 | 1643039639
Dimitrovgrad, Dimitrovgrad, Serbia | Dimitrovgrad | Dimitrovgrad | 43.0167 | 22.7833 | Serbia | RS | SRB | Dimitrovgrad | admin |  | 1688139023
Dimitrovgrad, Haskovo, Bulgaria | Dimitrovgrad | Dimitrovgrad | 42.0611 | 25.5933 | Bulgaria | BG | BGR | Haskovo |  | 45098 | 1100570821
Dimona, Southern, Israel | Dimona | Dimona | 31.07 | 35.03 | Israel | IL | ISR | Southern |  | 33258 | 1376956540
Dinas Powys, Vale of Glamorgan, The, United Kingdom | Dinas Powys | Dinas Powys | 51.4331 | -3.2134 | United Kingdom | GB | GBR | Vale of Glamorgan, The |  | 7490 | 1826280606
Dindigul, Tamil Nādu, India | Dindigul | Dindigul | 10.35 | 77.95 | India | IN | IND | Tamil Nādu |  | 207327 | 1356106153
Dingelstädt, Thuringia, Germany | Dingelstädt | Dingelstadt | 51.3156 | 10.3194 | Germany | DE | DEU | Thuringia |  | 6893 | 1276847045
Dingle, Liverpool, United Kingdom | Dingle | Dingle | 53.3774 | -2.9613 | United Kingdom | GB | GBR | Liverpool |  | 13246 | 1826286712
Dingli, Dingli, Malta | Dingli | Dingli | 35.8614 | 14.3822 | Malta | MT | MLT | Dingli | admin |  | 1470281352
Dingman, Pennsylvania, United States | Dingman | Dingman | 41.3226 | -74.9264 | United States | US | USA | Pennsylvania |  | 11674 | 1840146119
Dingolfing, Bavaria, Germany | Dingolfing | Dingolfing | 48.6333 | 12.5 | Germany | DE | DEU | Bavaria | minor | 19839 | 1276764455
Dinguiraye, Faranah, Guinea | Dinguiraye | Dinguiraye | 11.299 | -10.726 | Guinea | GN | GIN | Faranah | minor | 6062 | 1324546502
Dingwall, Highland, United Kingdom | Dingwall | Dingwall | 57.597 | -4.428 | United Kingdom | GB | GBR | Highland |  | 6545 | 1826526673
Dingxi, Gansu, China | Dingxi | Dingxi | 35.5806 | 104.6263 | China | CN | CHN | Gansu | minor | 2930000 | 1156518274
Dingzhou, Hebei, China | Dingzhou | Dingzhou | 38.5158 | 114.9845 | China | CN | CHN | Hebei |  | 1165182 | 1156656582
Dinkelsbühl, Bavaria, Germany | Dinkelsbühl | Dinkelsbuhl | 49.0708 | 10.3194 | Germany | DE | DEU | Bavaria |  | 11825 | 1276514661
Dinklage, Lower Saxony, Germany | Dinklage | Dinklage | 52.6622 | 8.125 | Germany | DE | DEU | Lower Saxony |  | 13150 | 1276444417
Dinnington, Rotherham, United Kingdom | Dinnington | Dinnington | 53.3667 | -1.2 | United Kingdom | GB | GBR | Rotherham |  | 9077 | 1826308364
Dinslaken, North Rhine-Westphalia, Germany | Dinslaken | Dinslaken | 51.5667 | 6.7333 | Germany | DE | DEU | North Rhine-Westphalia |  | 67525 | 1276055868
Dinuba, California, United States | Dinuba | Dinuba | 36.5453 | -119.3987 | United States | US | USA | California |  | 24461 | 1840019044
Diónysos, Attikí, Greece | Diónysos | Dionysos | 38.1 | 23.8667 | Greece | GR | GRC | Attikí |  | 5651 | 1300635126
Diourbel, Diourbel, Senegal | Diourbel | Diourbel | 14.655 | -16.2314 | Senegal | SN | SEN | Diourbel | admin | 100445 | 1686087214
Dipolog, Zamboanga del Norte, Philippines | Dipolog | Dipolog | 8.5667 | 123.3333 | Philippines | PH | PHL | Zamboanga del Norte | admin | 130759 | 1608664300
Dippoldiswalde, Saxony, Germany | Dippoldiswalde | Dippoldiswalde | 50.8933 | 13.6667 | Germany | DE | DEU | Saxony |  | 14293 | 1276205316
Dire Dawa, Dirē Dawa, Ethiopia | Dire Dawa | Dire Dawa | 9.5833 | 41.8667 | Ethiopia | ET | ETH | Dirē Dawa | admin | 277000 | 1231089714
Diriamba, Carazo, Nicaragua | Diriamba | Diriamba | 11.85 | -86.2333 | Nicaragua | NI | NIC | Carazo | minor | 57512 | 1558411169
Discovery Bay, California, United States | Discovery Bay | Discovery Bay | 37.9071 | -121.6076 | United States | US | USA | California |  | 15981 | 1840018897
Dispur, Assam, India | Dispur | Dispur | 26.15 | 91.77 | India | IN | IND | Assam | admin | 957352 | 1356960169
Diss, Norfolk, United Kingdom | Diss | Diss | 52.3812 | 1.1079 | United Kingdom | GB | GBR | Norfolk |  | 7572 | 1826598466
District Heights, Maryland, United States | District Heights | District Heights | 38.8588 | -76.8885 | United States | US | USA | Maryland |  | 5984 | 1840005972
Disūq, Kafr ash Shaykh, Egypt | Disūq | Disuq | 31.1308 | 30.6479 | Egypt | EG | EGY | Kafr ash Shaykh |  | 143404 | 1818106054
Ditzingen, Baden-Württemberg, Germany | Ditzingen | Ditzingen | 48.8264 | 9.0667 | Germany | DE | DEU | Baden-Württemberg |  | 24883 | 1276272726
Diu, Damān and Diu, India | Diu | Diu | 20.7197 | 70.9904 | India | IN | IND | Damān and Diu |  | 23779 | 1356923516
Divača, Divača, Slovenia | Divača | Divaca | 45.6847 | 13.9703 | Slovenia | SI | SVN | Divača | admin |  | 1705065298
Divinolândia, São Paulo, Brazil | Divinolândia | Divinolandia | -21.6614 | -46.7392 | Brazil | BR | BRA | São Paulo |  | 11492 | 1076108804
Divinópolis, Minas Gerais, Brazil | Divinópolis | Divinopolis | -20.1495 | -44.9 | Brazil | BR | BRA | Minas Gerais |  | 193832 | 1076716552
Divjakë, Fier, Albania | Divjakë | Divjake | 40.9964 | 19.5327 | Albania | AL | ALB | Fier |  | 8445 | 1008489904
Divnogorsk, Krasnoyarskiy Kray, Russia | Divnogorsk | Divnogorsk | 55.95 | 92.3833 | Russia | RU | RUS | Krasnoyarskiy Kray |  | 29246 | 1643520779
Divo, Gôh-Djiboua, Côte D’Ivoire | Divo | Divo | 5.8372 | -5.3572 | Côte D’Ivoire | CI | CIV | Gôh-Djiboua | minor | 127867 | 1384831436
Divriği, Sivas, Turkey | Divriği | Divrigi | 39.3667 | 38.1167 | Turkey | TR | TUR | Sivas | minor | 16377 | 1792352411
Dix Hills, New York, United States | Dix Hills | Dix Hills | 40.8035 | -73.337 | United States | US | USA | New York |  | 26819 | 1840005035
Dixon, California, United States | Dixon | Dixon | 38.4468 | -121.8249 | United States | US | USA | California |  | 20803 | 1840018859
Dixon, Illinois, United States | Dixon | Dixon | 41.8439 | -89.4794 | United States | US | USA | Illinois |  | 16195 | 1840007051
Diyarbakır, Diyarbakır, Turkey | Diyarbakır | Diyarbakir | 37.9108 | 40.2367 | Turkey | TR | TUR | Diyarbakır | admin | 1732396 | 1792536241
Dīzīcheh, Eşfahān, Iran | Dīzīcheh | Dizicheh | 32.3833 | 51.5147 | Iran | IR | IRN | Eşfahān |  | 17966 | 1364315138
Djado, Agadez, Niger | Djado | Djado | 21.015 | 12.3075 | Niger | NE | NER | Agadez |  | 10 | 1562138807
Djambala, Plateaux, Congo (Brazzaville) | Djambala | Djambala | -2.55 | 14.75 | Congo (Brazzaville) | CG | COG | Plateaux | admin | 9651 | 1178834249
Djanet, Illizi, Algeria | Djanet | Djanet | 24.555 | 9.4853 | Algeria | DZ | DZA | Illizi |  | 14655 | 1012827195
Djelfa, Djelfa, Algeria | Djelfa | Djelfa | 34.6667 | 3.25 | Algeria | DZ | DZA | Djelfa | admin | 265833 | 1012268984
Djenné, Mopti, Mali | Djenné | Djenne | 13.9 | -4.55 | Mali | ML | MLI | Mopti | minor | 32944 | 1466017388
Djibo, Sahel, Burkina Faso | Djibo | Djibo | 14.099 | -1.627 | Burkina Faso | BF | BFA | Sahel | minor | 22223 | 1854364299
Djibouti, Djibouti, Djibouti | Djibouti | Djibouti | 11.595 | 43.1481 | Djibouti | DJ | DJI | Djibouti | primary | 562000 | 1262028958
Djougou, Donga, Benin | Djougou | Djougou | 9.7004 | 1.68 | Benin | BJ | BEN | Donga | admin | 202810 | 1204972666
Dmitriyev-L’govskiy, Kurskaya Oblast’, Russia | Dmitriyev-L’govskiy | Dmitriyev-L'govskiy | 52.1289 | 35.0756 | Russia | RU | RUS | Kurskaya Oblast’ |  | 6430 | 1643791004
Dmitrov, Moskovskaya Oblast’, Russia | Dmitrov | Dmitrov | 56.35 | 37.5333 | Russia | RU | RUS | Moskovskaya Oblast’ |  | 68792 | 1643642162
Dmitrovsk-Orlovskiy, Orlovskaya Oblast’, Russia | Dmitrovsk-Orlovskiy | Dmitrovsk-Orlovskiy | 52.505 | 35.1464 | Russia | RU | RUS | Orlovskaya Oblast’ |  | 5105 | 1643688423
Dnestrovsc, Stînga Nistrului, Moldova | Dnestrovsc | Dnestrovsc | 46.6222 | 29.9133 | Moldova | MD | MDA | Stînga Nistrului |  | 10436 | 1498610361
Dnipro, Dnipropetrovs’ka Oblast’, Ukraine | Dnipro | Dnipro | 48.45 | 34.9833 | Ukraine | UA | UKR | Dnipropetrovs’ka Oblast’ | admin | 983836 | 1804152933
Dniprorudne, Zaporiz’ka Oblast’, Ukraine | Dniprorudne | Dniprorudne | 47.3855 | 34.9879 | Ukraine | UA | UKR | Zaporiz’ka Oblast’ |  | 18468 | 1804975764
Dno, Pskovskaya Oblast’, Russia | Dno | Dno | 57.8333 | 29.9667 | Russia | RU | RUS | Pskovskaya Oblast’ |  | 7525 | 1643207742
Doba, Logone Oriental, Chad | Doba | Doba | 8.65 | 16.85 | Chad | TD | TCD | Logone Oriental | admin | 29597 | 1148367091
Dobbs Ferry, New York, United States | Dobbs Ferry | Dobbs Ferry | 41.0127 | -73.8698 | United States | US | USA | New York |  | 11027 | 1840004952
Dobele, Dobeles Novads, Latvia | Dobele | Dobele | 56.6258 | 23.2811 | Latvia | LV | LVA | Dobeles Novads | admin | 9272 | 1428641580
Döbeln, Saxony, Germany | Döbeln | Dobeln | 51.1194 | 13.1128 | Germany | DE | DEU | Saxony |  | 23829 | 1276060973
Doberlug-Kirchhain, Brandenburg, Germany | Doberlug-Kirchhain | Doberlug-Kirchhain | 51.6167 | 13.5667 | Germany | DE | DEU | Brandenburg |  | 9062 | 1276784712
Dobje, Dobje, Slovenia | Dobje | Dobje | 46.1367 | 15.4089 | Slovenia | SI | SVN | Dobje | admin |  | 1705204927
Doboj, Srpska, Republika, Bosnia And Herzegovina | Doboj | Doboj | 44.7333 | 18.1333 | Bosnia And Herzegovina | BA | BIH | Srpska, Republika | minor | 68514 | 1070396173
Dobrada, São Paulo, Brazil | Dobrada | Dobrada | -21.5167 | -48.3939 | Brazil | BR | BRA | São Paulo |  | 8592 | 1076112653
Dobřany, Plzeňský Kraj, Czechia | Dobřany | Dobrany | 49.6549 | 13.2931 | Czechia | CZ | CZE | Plzeňský Kraj |  | 6145 | 1203000044
Dobrich, Dobrich, Bulgaria | Dobrich | Dobrich | 43.5667 | 27.8333 | Bulgaria | BG | BGR | Dobrich | admin | 104530 | 1100364404
Dobříš, Středočeský Kraj, Czechia | Dobříš | Dobris | 49.7812 | 14.1672 | Czechia | CZ | CZE | Středočeský Kraj |  | 8960 | 1203853361
Dobrna, Dobrna, Slovenia | Dobrna | Dobrna | 46.3375 | 15.2264 | Slovenia | SI | SVN | Dobrna | admin |  | 1705353787
Dobrova, Dobrova-Polhov Gradec, Slovenia | Dobrova | Dobrova | 46.055 | 14.4172 | Slovenia | SI | SVN | Dobrova-Polhov Gradec | admin |  | 1705653264
Dobrovnik, Dobrovnik, Slovenia | Dobrovnik | Dobrovnik | 46.6514 | 16.3525 | Slovenia | SI | SVN | Dobrovnik | admin |  | 1705602796
Dobrovo, Brda, Slovenia | Dobrovo | Dobrovo | 45.9964 | 13.5264 | Slovenia | SI | SVN | Brda | admin |  | 1705226459
Dobrush, Homyel’skaya Voblasts’, Belarus | Dobrush | Dobrush | 52.4167 | 31.3167 | Belarus | BY | BLR | Homyel’skaya Voblasts’ | minor | 18300 | 1112814087
Dobruška, Královéhradecký Kraj, Czechia | Dobruška | Dobruska | 50.292 | 16.1601 | Czechia | CZ | CZE | Královéhradecký Kraj |  | 6723 | 1203725539
Dobryanka, Permskiy Kray, Russia | Dobryanka | Dobryanka | 58.45 | 56.4167 | Russia | RU | RUS | Permskiy Kray |  | 32676 | 1643202553
Dobšiná, Košický, Slovakia | Dobšiná | Dobsina | 48.8206 | 20.3675 | Slovakia | SK | SVK | Košický |  | 5696 | 1703079364
Dock Junction, Georgia, United States | Dock Junction | Dock Junction | 31.2031 | -81.5156 | United States | US | USA | Georgia |  | 8478 | 1840029453
Dock Sur, Buenos Aires, Argentina | Dock Sur | Dock Sur | -34.6417 | -58.3478 | Argentina | AR | ARG | Buenos Aires |  | 35897 | 1032579921
Doctor Mora, Guanajuato, Mexico | Doctor Mora | Doctor Mora | 21.1425 | -100.3192 | Mexico | MX | MEX | Guanajuato | minor | 24976 | 1484329164
Doctor Petru Groza, Bihor, Romania | Doctor Petru Groza | Doctor Petru Groza | 46.54 | 22.47 | Romania | RO | ROU | Bihor |  | 6529 | 1642114682
Doctor Phillips, Florida, United States | Doctor Phillips | Doctor Phillips | 28.4476 | -81.4922 | United States | US | USA | Florida |  | 11347 | 1840013119
Dodge City, Kansas, United States | Dodge City | Dodge City | 37.761 | -100.0183 | United States | US | USA | Kansas |  | 27080 | 1840001684
Dodoma, Dodoma, Tanzania | Dodoma | Dodoma | -6.25 | 35.75 | Tanzania | TZ | TZA | Dodoma | primary | 410956 | 1834288497
Dodworth, Barnsley, United Kingdom | Dodworth | Dodworth | 53.5417 | -1.5214 | United Kingdom | GB | GBR | Barnsley |  | 9777 | 1826948211
Doffing, Texas, United States | Doffing | Doffing | 26.2788 | -98.3856 | United States | US | USA | Texas |  | 5065 | 1840037042
Dogbo, Couffo, Benin | Dogbo | Dogbo | 6.8167 | 1.7833 | Benin | BJ | BEN | Couffo | admin |  | 1204497206
Doğubayazıt, Ağrı, Turkey | Doğubayazıt | Dogubayazit | 39.55 | 44.0833 | Turkey | TR | TUR | Ağrı | minor | 121263 | 1792572929
Doha, Ad Dawḩah, Qatar | Doha | Doha | 25.3 | 51.5333 | Qatar | QA | QAT | Ad Dawḩah | primary | 1312947 | 1634459660
Dohna, Saxony, Germany | Dohna | Dohna | 50.9547 | 13.8575 | Germany | DE | DEU | Saxony |  | 6146 | 1276926166
Dois Córregos, São Paulo, Brazil | Dois Córregos | Dois Corregos | -22.3661 | -48.3803 | Brazil | BR | BRA | São Paulo |  | 26517 | 1076640457
Dok Kham Tai, Phayao, Thailand | Dok Kham Tai | Dok Kham Tai | 19.1612 | 99.9946 | Thailand | TH | THA | Phayao | minor | 13450 | 1764998774
Dokolo, Dokolo, Uganda | Dokolo | Dokolo | 1.9167 | 33.172 | Uganda | UG | UGA | Dokolo | admin |  | 1800478941
Doksy, Liberecký Kraj, Czechia | Doksy | Doksy | 50.5648 | 14.6556 | Czechia | CZ | CZE | Liberecký Kraj |  | 5186 | 1203586093
Dol, Dol pri Ljubljani, Slovenia | Dol | Dol | 46.0886 | 14.6008 | Slovenia | SI | SVN | Dol pri Ljubljani | admin |  | 1705717325
Dole, Bourgogne-Franche-Comté, France | Dole | Dole | 47.0931 | 5.4906 | France | FR | FRA | Bourgogne-Franche-Comté | minor | 23708 | 1250000209
Dolenjske Toplice, Dolenjske Toplice, Slovenia | Dolenjske Toplice | Dolenjske Toplice | 45.7667 | 15.0667 | Slovenia | SI | SVN | Dolenjske Toplice | admin |  | 1705395845
Dolgoprudnyy, Moskovskaya Oblast’, Russia | Dolgoprudnyy | Dolgoprudnyy | 55.9333 | 37.5 | Russia | RU | RUS | Moskovskaya Oblast’ |  | 108861 | 1643283176
Dolhasca, Suceava, Romania | Dolhasca | Dolhasca | 47.4303 | 26.6094 | Romania | RO | ROU | Suceava |  | 10298 | 1642508577
Dolinsk, Sakhalinskaya Oblast’, Russia | Dolinsk | Dolinsk | 47.3167 | 142.8 | Russia | RU | RUS | Sakhalinskaya Oblast’ |  | 11765 | 1643206913
Dolisie, Niari, Congo (Brazzaville) | Dolisie | Dolisie | -4.1961 | 12.6731 | Congo (Brazzaville) | CG | COG | Niari | admin | 103894 | 1178045241
Doljevac, Doljevac, Serbia | Doljevac | Doljevac | 43.1968 | 21.8334 | Serbia | RS | SRB | Doljevac | admin |  | 1688354392
Dollard-des-Ormeaux, Quebec, Canada | Dollard-des-Ormeaux | Dollard-des-Ormeaux | 45.4833 | -73.8167 | Canada | CA | CAN | Quebec |  | 49637 | 1124902278
Dollis Hill, Brent, United Kingdom | Dollis Hill | Dollis Hill | 51.5641 | -0.2341 | United Kingdom | GB | GBR | Brent |  | 14425 | 1826669520
Dolneni, Dolneni, Macedonia | Dolneni | Dolneni | 41.4258 | 21.454 | Macedonia | MK | MKD | Dolneni | admin |  | 1807169470
Dolni Chiflik, Varna, Bulgaria | Dolni Chiflik | Dolni Chiflik | 42.9931 | 27.7158 | Bulgaria | BG | BGR | Varna |  | 7557 | 1100672695
Dolný Kubín, Žilinský, Slovakia | Dolný Kubín | Dolny Kubin | 49.2117 | 19.2992 | Slovakia | SK | SVK | Žilinský | minor | 18905 | 1703836159
Dolo Bay, Sumalē, Ethiopia | Dolo Bay | Dolo Bay | 4.1833 | 42.0833 | Ethiopia | ET | ETH | Sumalē |  | 11810 | 1231539120
Dolores, Soriano, Uruguay | Dolores | Dolores | -33.5333 | -58.2167 | Uruguay | UY | URY | Soriano |  | 15753 | 1858369530
Dolores, Buenos Aires, Argentina | Dolores | Dolores | -36.33 | -57.69 | Argentina | AR | ARG | Buenos Aires | minor | 25190 | 1032650497
Dolores Hidalgo Cuna de la Independencia Nacional, Guanajuato, Mexico | Dolores Hidalgo Cuna de la Independencia Nacional | Dolores Hidalgo Cuna de la Independencia Nacional | 21.1516 | -100.9369 | Mexico | MX | MEX | Guanajuato | minor | 148173 | 1484115665
Dolton, Illinois, United States | Dolton | Dolton | 41.6284 | -87.5979 | United States | US | USA | Illinois |  | 22348 | 1840011269
Dolyna, Ivano-Frankivs’ka Oblast’, Ukraine | Dolyna | Dolyna | 48.9703 | 24.0108 | Ukraine | UA | UKR | Ivano-Frankivs’ka Oblast’ | minor | 20691 | 1804692275
Dolyns’ka, Kirovohrads’ka Oblast’, Ukraine | Dolyns’ka | Dolyns'ka | 48.1111 | 32.7648 | Ukraine | UA | UKR | Kirovohrads’ka Oblast’ | minor | 19287 | 1804823842
Domagnano, Domagnano, San Marino | Domagnano | Domagnano | 43.9492 | 12.4686 | San Marino | SM | SMR | Domagnano | admin |  | 1674267133
Domažlice, Plzeňský Kraj, Czechia | Domažlice | Domazlice | 49.4406 | 12.9298 | Czechia | CZ | CZE | Plzeňský Kraj |  | 11094 | 1203358449
Dombarovskiy, Orenburgskaya Oblast’, Russia | Dombarovskiy | Dombarovskiy | 50.7546 | 59.54 | Russia | RU | RUS | Orenburgskaya Oblast’ |  | 9556 | 1643794034
Dombóvár, Tolna, Hungary | Dombóvár | Dombovar | 46.3769 | 18.131 | Hungary | HU | HUN | Tolna | minor | 17995 | 1348286136
Domburg, Wanica, Suriname | Domburg | Domburg | 5.7 | -55.0833 | Suriname | SR | SUR | Wanica |  | 5500 | 1740780058
Domodedovo, Moskovskaya Oblast’, Russia | Domodedovo | Domodedovo | 55.4333 | 37.75 | Russia | RU | RUS | Moskovskaya Oblast’ |  | 127850 | 1643918019
Domžale, Domžale, Slovenia | Domžale | Domzale | 46.1333 | 14.6 | Slovenia | SI | SVN | Domžale | admin |  | 1705822721
Don Bosco, Buenos Aires, Argentina | Don Bosco | Don Bosco | -34.7 | -58.2833 | Argentina | AR | ARG | Buenos Aires |  | 20876 | 1032701626
Don Sak, Surat Thani, Thailand | Don Sak | Don Sak | 9.3169 | 99.6944 | Thailand | TH | THA | Surat Thani | minor | 11934 | 1764466914
Donaldsonville, Louisiana, United States | Donaldsonville | Donaldsonville | 30.0954 | -90.9926 | United States | US | USA | Louisiana |  | 16540 | 1840015045
Donaueschingen, Baden-Württemberg, Germany | Donaueschingen | Donaueschingen | 47.9531 | 8.5033 | Germany | DE | DEU | Baden-Württemberg |  | 22526 | 1276107502
Donauwörth, Bavaria, Germany | Donauwörth | Donauworth | 48.7184 | 10.777 | Germany | DE | DEU | Bavaria | minor | 20080 | 1276878391
Doncaster, Doncaster, United Kingdom | Doncaster | Doncaster | 53.515 | -1.133 | United Kingdom | GB | GBR | Doncaster |  | 109805 | 1826979494
Dondo, Sofala, Mozambique | Dondo | Dondo | -19.6167 | 34.75 | Mozambique | MZ | MOZ | Sofala |  | 78648 | 1508741848
Dondo, Kwanza Norte, Angola | Dondo | Dondo | -9.6942 | 14.4228 | Angola | AO | AGO | Kwanza Norte |  | 2353 | 1024323066
Donduşeni, Donduşeni, Moldova | Donduşeni | Donduseni | 48.2244 | 27.5853 | Moldova | MD | MDA | Donduşeni | admin | 7101 | 1498280582
Donegal, Donegal, Ireland | Donegal | Donegal | 54.65 | -8.117 | Ireland | IE | IRL | Donegal |  | 2513 | 1372576120
Donetsk, Donets’ka Oblast’, Ukraine | Donetsk | Donetsk | 48.0089 | 37.8042 | Ukraine | UA | UKR | Donets’ka Oblast’ | admin | 929063 | 1804963805
Donetsk, Rostovskaya Oblast’, Russia | Donetsk | Donetsk | 48.3369 | 39.9449 | Russia | RU | RUS | Rostovskaya Oblast’ |  | 47770 | 1643627132
Doney Park, Arizona, United States | Doney Park | Doney Park | 35.2687 | -111.5053 | United States | US | USA | Arizona |  | 5352 | 1840075310
Đông Hà, Quảng Trị, Vietnam | Đông Hà | Dong Ha | 16.8056 | 107.0906 | Vietnam | VN | VNM | Quảng Trị | admin | 17662 | 1704264596
Đồng Hới, Quảng Bình, Vietnam | Đồng Hới | Dong Hoi | 17.4833 | 106.6 | Vietnam | VN | VNM | Quảng Bình | admin | 160325 | 1704323043
Đồng Xoài, Bình Phước, Vietnam | Đồng Xoài | Dong Xoai | 11.5349 | 106.8832 | Vietnam | VN | VNM | Bình Phước | admin |  | 1704845487
Dongducheon, Gyeonggi, Korea, South | Dongducheon | Dongducheon | 37.9133 | 127.0633 | Korea, South | KR | KOR | Gyeonggi |  | 97424 | 1410519938
Dongguan, Guangdong, China | Dongguan | Dongguan | 23.0475 | 113.7493 | China | CN | CHN | Guangdong | minor | 7981000 | 1156478242
Donghua, Gansu, China | Donghua | Donghua | 35.2175 | 106.6545 | China | CN | CHN | Gansu | minor | 189333 | 1156975773
Dongning, Heilongjiang, China | Dongning | Dongning | 44.0608 | 131.1187 | China | CN | CHN | Heilongjiang | minor | 210000 | 1156856366
Dongola, Northern, Sudan | Dongola | Dongola | 19.1769 | 30.4839 | Sudan | SD | SDN | Northern | admin | 26404 | 1729300155
Dongta, Ningxia, China | Dongta | Dongta | 38.0937 | 106.3321 | China | CN | CHN | Ningxia | minor | 261677 | 1156958987
Dongtai, Jiangsu, China | Dongtai | Dongtai | 32.8534 | 120.3037 | China | CN | CHN | Jiangsu | minor | 990306 | 1156536785
Dongxing, Guangxi, China | Dongxing | Dongxing | 21.5833 | 108.05 | China | CN | CHN | Guangxi |  | 144709 | 1156419338
Dongyang, Zhejiang, China | Dongyang | Dongyang | 29.2785 | 120.2282 | China | CN | CHN | Zhejiang | minor | 804398 | 1156259752
Donje Žabare, Mitrovicë e Jug, Kosovo | Donje Žabare | Donje Zabare | 42.8714 | 20.8411 | Kosovo | XK | XKS | Mitrovicë e Jug |  | 7394 | 1901942268
Donji Miholjac, Osječko-Baranjska Županija, Croatia | Donji Miholjac | Donji Miholjac | 45.75 | 18.15 | Croatia | HR | HRV | Osječko-Baranjska Županija | minor | 6226 | 1191901775
Donna, Texas, United States | Donna | Donna | 26.1467 | -98.0559 | United States | US | USA | Texas |  | 16338 | 1840019734
Donnacona, Quebec, Canada | Donnacona | Donnacona | 46.6747 | -71.7294 | Canada | CA | CAN | Quebec |  | 7200 | 1124002794
Donostia, Basque Country, Spain | Donostia | Donostia | 43.3204 | -1.98 | Spain | ES | ESP | Basque Country | minor | 357468 | 1724910555
Donskoy, Tul’skaya Oblast’, Russia | Donskoy | Donskoy | 53.9667 | 38.3167 | Russia | RU | RUS | Tul’skaya Oblast’ |  | 63631 | 1643224911
Donzdorf, Baden-Württemberg, Germany | Donzdorf | Donzdorf | 48.6833 | 9.8167 | Germany | DE | DEU | Baden-Württemberg |  | 10682 | 1276029380
Dorado, Puerto Rico, Puerto Rico | Dorado | Dorado | 18.4657 | -66.2724 | Puerto Rico | PR | PRI | Puerto Rico |  | 12330 | 1630023736
Doral, Florida, United States | Doral | Doral | 25.8151 | -80.3565 | United States | US | USA | Florida |  | 65741 | 1840015148
Doraville, Georgia, United States | Doraville | Doraville | 33.9072 | -84.2711 | United States | US | USA | Georgia |  | 10265 | 1840014778
Dorchester, Dorset, United Kingdom | Dorchester | Dorchester | 50.7154 | -2.4367 | United Kingdom | GB | GBR | Dorset |  | 19060 | 1826909037
Dore, Sheffield, United Kingdom | Dore | Dore | 53.3268 | -1.5345 | United Kingdom | GB | GBR | Sheffield |  | 5496 | 1826120781
Dorfen, Bavaria, Germany | Dorfen | Dorfen | 48.2667 | 12.15 | Germany | DE | DEU | Bavaria |  | 14650 | 1276442321
Dori, Sahel, Burkina Faso | Dori | Dori | 14.05 | 0.05 | Burkina Faso | BF | BFA | Sahel | admin | 37806 | 1854096946
Dorking, Surrey, United Kingdom | Dorking | Dorking | 51.234 | -0.3318 | United Kingdom | GB | GBR | Surrey |  | 11185 | 1826338951
Dormagen, North Rhine-Westphalia, Germany | Dormagen | Dormagen | 51.0964 | 6.84 | Germany | DE | DEU | North Rhine-Westphalia |  | 64335 | 1276688551
Dormont, Pennsylvania, United States | Dormont | Dormont | 40.3941 | -80.0377 | United States | US | USA | Pennsylvania |  | 8282 | 1840001222
Dornava, Dornava, Slovenia | Dornava | Dornava | 46.4367 | 15.9536 | Slovenia | SI | SVN | Dornava | admin |  | 1705023699
Dornbirn, Vorarlberg, Austria | Dornbirn | Dornbirn | 47.4167 | 9.75 | Austria | AT | AUT | Vorarlberg | minor | 48067 | 1040508998
Dornhan, Baden-Württemberg, Germany | Dornhan | Dornhan | 48.3494 | 8.5122 | Germany | DE | DEU | Baden-Württemberg |  | 6006 | 1276325291
Dornstetten, Baden-Württemberg, Germany | Dornstetten | Dornstetten | 48.47 | 8.4994 | Germany | DE | DEU | Baden-Württemberg |  | 8061 | 1276163938
Dorog, Komárom-Esztergom, Hungary | Dorog | Dorog | 47.7194 | 18.7292 | Hungary | HU | HUN | Komárom-Esztergom |  | 11883 | 1348677837
Dorogobuzh, Smolenskaya Oblast’, Russia | Dorogobuzh | Dorogobuzh | 54.92 | 33.3078 | Russia | RU | RUS | Smolenskaya Oblast’ |  | 9793 | 1643314720
Dorridge, Solihull, United Kingdom | Dorridge | Dorridge | 52.372 | -1.7554 | United Kingdom | GB | GBR | Solihull |  | 11140 | 1826008544
Dorsten, North Rhine-Westphalia, Germany | Dorsten | Dorsten | 51.66 | 6.9642 | Germany | DE | DEU | North Rhine-Westphalia |  | 74736 | 1276397774
Dortmund, North Rhine-Westphalia, Germany | Dortmund | Dortmund | 51.5139 | 7.4653 | Germany | DE | DEU | North Rhine-Westphalia | minor | 587010 | 1276562886
Dorūd, Lorestān, Iran | Dorūd | Dorud | 33.4933 | 49.075 | Iran | IR | IRN | Lorestān | minor | 121608 | 1364662084
Dorval, Quebec, Canada | Dorval | Dorval | 45.45 | -73.75 | Canada | CA | CAN | Quebec |  | 18980 | 1124933556
Dos Palos, California, United States | Dos Palos | Dos Palos | 36.9854 | -120.6336 | United States | US | USA | California |  | 7494 | 1840018935
Dosso, Dosso, Niger | Dosso | Dosso | 13.05 | 3.2 | Niger | NE | NER | Dosso | admin | 49750 | 1562574611
Dothan, Alabama, United States | Dothan | Dothan | 31.2335 | -85.4069 | United States | US | USA | Alabama |  | 72396 | 1840001518
Douai, Hauts-de-France, France | Douai | Douai | 50.3714 | 3.08 | France | FR | FRA | Hauts-de-France | minor | 39700 | 1250026390
Douala, Littoral, Cameroon | Douala | Douala | 4.05 | 9.7 | Cameroon | CM | CMR | Littoral | admin | 2446945 | 1120494607
Douglas, , Isle Of Man | Douglas | Douglas | 54.15 | -4.4819 | Isle Of Man | IM | IMN |  |  | 25000 | 1833688345
Douglas, Arizona, United States | Douglas | Douglas | 31.3602 | -109.5394 | United States | US | USA | Arizona |  | 16467 | 1840019496
Douglas, Georgia, United States | Douglas | Douglas | 31.5065 | -82.8543 | United States | US | USA | Georgia |  | 14283 | 1840014946
Douglas, Massachusetts, United States | Douglas | Douglas | 42.0525 | -71.7516 | United States | US | USA | Massachusetts |  | 8794 | 1840053689
Douglas, Wyoming, United States | Douglas | Douglas | 42.7541 | -105.3968 | United States | US | USA | Wyoming |  | 6421 | 1840018655
Douglas, New Brunswick, Canada | Douglas | Douglas | 46.2819 | -66.942 | Canada | CA | CAN | New Brunswick |  | 6154 | 1124000768
Douglass, Pennsylvania, United States | Douglass | Douglass | 40.3438 | -75.5909 | United States | US | USA | Pennsylvania |  | 10490 | 1840143118
Douglass Hills, Kentucky, United States | Douglass Hills | Douglass Hills | 38.2366 | -85.5499 | United States | US | USA | Kentucky |  | 5707 | 1840014294
Douglasville, Georgia, United States | Douglasville | Douglasville | 33.7384 | -84.7065 | United States | US | USA | Georgia |  | 33992 | 1840014804
Douliu, Yunlin, Taiwan | Douliu | Douliu | 23.7075 | 120.5439 | Taiwan | TW | TWN | Yunlin | admin | 106653 | 1158732750
Dourados, Mato Grosso do Sul, Brazil | Dourados | Dourados | -22.23 | -54.81 | Brazil | BR | BRA | Mato Grosso do Sul |  | 162202 | 1076544482
Douro-Dummer, Ontario, Canada | Douro-Dummer | Douro-Dummer | 44.45 | -78.1 | Canada | CA | CAN | Ontario |  | 6709 | 1124001679
Dove Valley, Colorado, United States | Dove Valley | Dove Valley | 39.5741 | -104.8289 | United States | US | USA | Colorado |  | 5597 | 1840028589
Dover, Delaware, United States | Dover | Dover | 39.161 | -75.5203 | United States | US | USA | Delaware |  | 117282 | 1840005810
Dover, Kent, United Kingdom | Dover | Dover | 51.1295 | 1.3089 | United Kingdom | GB | GBR | Kent |  | 31022 | 1826963129
Dover, Pennsylvania, United States | Dover | Dover | 40.002 | -76.8699 | United States | US | USA | Pennsylvania | admin | 21479 | 1840001442
Dover, New Jersey, United States | Dover | Dover | 40.8859 | -74.5597 | United States | US | USA | New Jersey |  | 17725 | 1840003581
Dover, New Hampshire, United States | Dover | Dover | 43.1887 | -70.8845 | United States | US | USA | New Hampshire |  | 94563 | 1840002808
Dover, Ohio, United States | Dover | Dover | 40.5302 | -81.4805 | United States | US | USA | Ohio |  | 12723 | 1840007217
Dover, New York, United States | Dover | Dover | 41.6839 | -73.5739 | United States | US | USA | New York |  | 8431 | 1840087382
Dover, Massachusetts, United States | Dover | Dover | 42.2366 | -71.2842 | United States | US | USA | Massachusetts |  | 5987 | 1840053548
Dovzhansk, Luhans’ka Oblast’, Ukraine | Dovzhansk | Dovzhansk | 48.0846 | 39.6516 | Ukraine | UA | UKR | Luhans’ka Oblast’ | minor | 95153 | 1804768565
Dowa, Dowa, Malawi | Dowa | Dowa | -13.6532 | 33.9385 | Malawi | MW | MWI | Dowa | admin |  | 1454644071
Dowagiac, Michigan, United States | Dowagiac | Dowagiac | 41.9834 | -86.1126 | United States | US | USA | Michigan |  | 5864 | 1840003256
Dowlais, Merthyr Tydfil, United Kingdom | Dowlais | Dowlais | 51.7585 | -3.3416 | United Kingdom | GB | GBR | Merthyr Tydfil |  | 6926 | 1826418856
Downers Grove, Illinois, United States | Downers Grove | Downers Grove | 41.7949 | -88.017 | United States | US | USA | Illinois |  | 49057 | 1840011404
Downey, California, United States | Downey | Downey | 33.9379 | -118.1312 | United States | US | USA | California |  | 111126 | 1840019245
Downham Market, Norfolk, United Kingdom | Downham Market | Downham Market | 52.6 | 0.39 | United Kingdom | GB | GBR | Norfolk |  | 9994 | 1826885065
Downingtown, Pennsylvania, United States | Downingtown | Downingtown | 40.0076 | -75.7019 | United States | US | USA | Pennsylvania |  | 7897 | 1840001425
Downside, Surrey, United Kingdom | Downside | Downside | 51.3117 | -0.4095 | United Kingdom | GB | GBR | Surrey |  | 6564 | 1826524058
Doylestown, Pennsylvania, United States | Doylestown | Doylestown | 40.2962 | -75.1393 | United States | US | USA | Pennsylvania |  | 17464 | 1840001320
Drabeši, Amatas Novads, Latvia | Drabeši | Drabesi | 57.2433 | 25.2803 | Latvia | LV | LVA | Amatas Novads | admin |  | 1428886151
Dracena, São Paulo, Brazil | Dracena | Dracena | -21.4825 | -51.5328 | Brazil | BR | BRA | São Paulo |  | 45847 | 1076313481
Dracut, Massachusetts, United States | Dracut | Dracut | 42.6832 | -71.301 | United States | US | USA | Massachusetts |  | 31266 | 1840053477
Drăgăneşti-Olt, Olt, Romania | Drăgăneşti-Olt | Draganesti-Olt | 44.1697 | 24.53 | Romania | RO | ROU | Olt |  | 10894 | 1642857216
Dragash, Dragash, Kosovo | Dragash | Dragash | 42.0611 | 20.6528 | Kosovo | XK | XKS | Dragash | admin | 34827 | 1901112530
Draguignan, Provence-Alpes-Côte d’Azur, France | Draguignan | Draguignan | 43.5403 | 6.4667 | France | FR | FRA | Provence-Alpes-Côte d’Azur | minor | 39340 | 1250434593
Drahichyn, Brestskaya Voblasts’, Belarus | Drahichyn | Drahichyn | 52.1833 | 25.15 | Belarus | BY | BLR | Brestskaya Voblasts’ |  | 14900 | 1112244200
Drākshārāma, Andhra Pradesh, India | Drākshārāma | Draksharama | 16.7928 | 82.0635 | India | IN | IND | Andhra Pradesh |  | 9299 | 1356061765
Dráma, Anatolikí Makedonía kai Thráki, Greece | Dráma | Drama | 41.1514 | 24.1392 | Greece | GR | GRC | Anatolikí Makedonía kai Thráki | minor | 44823 | 1300779088
Drammen, Buskerud, Norway | Drammen | Drammen | 59.7572 | 10.1907 | Norway | NO | NOR | Buskerud | minor | 90722 | 1578937195
Drancy, Île-de-France, France | Drancy | Drancy | 48.93 | 2.45 | France | FR | FRA | Île-de-France |  | 71318 | 1250144343
Dranesville, Virginia, United States | Dranesville | Dranesville | 38.9955 | -77.3693 | United States | US | USA | Virginia |  | 11802 | 1840024565
Draper, Utah, United States | Draper | Draper | 40.4957 | -111.8605 | United States | US | USA | Utah |  | 48587 | 1840018747
Draveil, Île-de-France, France | Draveil | Draveil | 48.6852 | 2.408 | France | FR | FRA | Île-de-France |  | 28833 | 1250259151
Dravograd, Dravograd, Slovenia | Dravograd | Dravograd | 46.59 | 15.018 | Slovenia | SI | SVN | Dravograd | admin | 3163 | 1705130450
Drayton, Norfolk, United Kingdom | Drayton | Drayton | 52.675 | 1.225 | United Kingdom | GB | GBR | Norfolk |  | 5489 | 1826056613
Drayton Valley, Alberta, Canada | Drayton Valley | Drayton Valley | 53.2222 | -114.9769 | Canada | CA | CAN | Alberta |  | 7235 | 1124814220
Drebkau, Brandenburg, Germany | Drebkau | Drebkau | 51.65 | 14.2167 | Germany | DE | DEU | Brandenburg |  | 5538 | 1276897745
Dreieich, Hesse, Germany | Dreieich | Dreieich | 50.0189 | 8.6961 | Germany | DE | DEU | Hesse |  | 42091 | 1276481123
Drensteinfurt, North Rhine-Westphalia, Germany | Drensteinfurt | Drensteinfurt | 51.7944 | 7.7392 | Germany | DE | DEU | North Rhine-Westphalia |  | 15542 | 1276206694
Dresden, Saxony, Germany | Dresden | Dresden | 51.0493 | 13.7384 | Germany | DE | DEU | Saxony | admin | 555805 | 1276561036
Dreux, Centre-Val de Loire, France | Dreux | Dreux | 48.7372 | 1.3664 | France | FR | FRA | Centre-Val de Loire | minor | 31044 | 1250111227
Drexel Heights, Arizona, United States | Drexel Heights | Drexel Heights | 32.1457 | -111.0478 | United States | US | USA | Arizona |  | 29514 | 1840027928
Drexel Hill, Pennsylvania, United States | Drexel Hill | Drexel Hill | 39.9495 | -75.3039 | United States | US | USA | Pennsylvania |  | 28188 | 1840005550
Drezna, Moskovskaya Oblast’, Russia | Drezna | Drezna | 55.75 | 38.8333 | Russia | RU | RUS | Moskovskaya Oblast’ |  | 11480 | 1643752314
Drighlington, Leeds, United Kingdom | Drighlington | Drighlington | 53.7568 | -1.6616 | United Kingdom | GB | GBR | Leeds |  | 5528 | 1826641578
Dripping Springs, Texas, United States | Dripping Springs | Dripping Springs | 30.1954 | -98.094 | United States | US | USA | Texas |  | 5708 | 1840019606
Drøbak, Akershus, Norway | Drøbak | Drobak | 59.6667 | 10.6333 | Norway | NO | NOR | Akershus |  | 13393 | 1578855474
Drobeta-Turnu Severin, Mehedinţi, Romania | Drobeta-Turnu Severin | Drobeta-Turnu Severin | 44.6361 | 22.6556 | Romania | RO | ROU | Mehedinţi | admin | 92617 | 1642729144
Drochia, Drochia, Moldova | Drochia | Drochia | 48.0308 | 27.8126 | Moldova | MD | MDA | Drochia | admin | 13150 | 1498968635
Drogheda, Louth, Ireland | Drogheda | Drogheda | 53.7139 | -6.3503 | Ireland | IE | IRL | Louth |  | 40956 | 1372750233
Drohobych, L’vivs’ka Oblast’, Ukraine | Drohobych | Drohobych | 49.35 | 23.5 | Ukraine | UA | UKR | L’vivs’ka Oblast’ | minor | 98015 | 1804782563
Droitwich, Worcestershire, United Kingdom | Droitwich | Droitwich | 52.267 | -2.153 | United Kingdom | GB | GBR | Worcestershire |  | 23504 | 1826540486
Drolshagen, North Rhine-Westphalia, Germany | Drolshagen | Drolshagen | 51.0333 | 7.7667 | Germany | DE | DEU | North Rhine-Westphalia |  | 11779 | 1276163887
Dromana, Victoria, Australia | Dromana | Dromana | -38.338 | 144.965 | Australia | AU | AUS | Victoria |  | 5803 | 1036001258
Dronfield, Derbyshire, United Kingdom | Dronfield | Dronfield | 53.3024 | -1.4664 | United Kingdom | GB | GBR | Derbyshire |  | 21261 | 1826648427
Drouin, Victoria, Australia | Drouin | Drouin | -38.1333 | 145.85 | Australia | AU | AUS | Victoria |  | 11887 | 1036564546
Droylsden, Tameside, United Kingdom | Droylsden | Droylsden | 53.4828 | -2.1582 | United Kingdom | GB | GBR | Tameside |  | 22689 | 1826178927
Drug, Chhattīsgarh, India | Drug | Drug | 21.19 | 81.28 | India | IN | IND | Chhattīsgarh |  | 268806 | 1356910418
Druid Hills, Georgia, United States | Druid Hills | Druid Hills | 33.7842 | -84.3273 | United States | US | USA | Georgia |  | 8244 | 1840013092
Drumheller, Alberta, Canada | Drumheller | Drumheller | 51.4636 | -112.7194 | Canada | CA | CAN | Alberta |  | 7982 | 1124745292
Drummond/North Elmsley, Ontario, Canada | Drummond/North Elmsley | Drummond/North Elmsley | 44.9667 | -76.2 | Canada | CA | CAN | Ontario |  | 7773 | 1124001787
Drummondville, Quebec, Canada | Drummondville | Drummondville | 45.8833 | -72.4833 | Canada | CA | CAN | Quebec |  | 68601 | 1124624283
Druskininkai, Druskininkai, Lithuania | Druskininkai | Druskininkai | 54.0206 | 23.9725 | Lithuania | LT | LTU | Druskininkai | admin | 12576 | 1440489111
Druzhkivka, Donets’ka Oblast’, Ukraine | Druzhkivka | Druzhkivka | 48.6203 | 37.5278 | Ukraine | UA | UKR | Donets’ka Oblast’ |  | 59400 | 1804169216
Drvar, Bosnia and Herzegovina, Federation of, Bosnia And Herzegovina | Drvar | Drvar | 44.3739 | 16.3808 | Bosnia And Herzegovina | BA | BIH | Bosnia and Herzegovina, Federation of | minor | 7506 | 1070145657
Dry Run, Ohio, United States | Dry Run | Dry Run | 39.1049 | -84.3312 | United States | US | USA | Ohio |  | 7754 | 1840034384
Dryanovo, Gabrovo, Bulgaria | Dryanovo | Dryanovo | 42.9736 | 25.4747 | Bulgaria | BG | BGR | Gabrovo |  | 7908 | 1100541319
Dryden, New York, United States | Dryden | Dryden | 42.4786 | -76.3563 | United States | US | USA | New York |  | 14644 | 1840004547
Dryden, Ontario, Canada | Dryden | Dryden | 49.7833 | -92.8333 | Canada | CA | CAN | Ontario |  | 7749 | 1124295097
Dschang, Ouest, Cameroon | Dschang | Dschang | 5.45 | 10.05 | Cameroon | CM | CMR | Ouest |  | 76524 | 1120569504
Du Quoin, Illinois, United States | Du Quoin | Du Quoin | 38.0019 | -89.2323 | United States | US | USA | Illinois |  | 6001 | 1840008673
Duanesburg, New York, United States | Duanesburg | Duanesburg | 42.7799 | -74.1805 | United States | US | USA | New York |  | 6501 | 1840058053
Duarte, California, United States | Duarte | Duarte | 34.161 | -117.9504 | United States | US | USA | California |  | 21271 | 1840019246
Duartina, São Paulo, Brazil | Duartina | Duartina | -22.4144 | -49.4039 | Brazil | BR | BRA | São Paulo |  | 12567 | 1076361175
Dubai, Dubayy, United Arab Emirates | Dubai | Dubai | 25.2697 | 55.3094 | United Arab Emirates | AE | ARE | Dubayy | admin | 2502715 | 1784736618
Dubak, Telangana, India | Dubak | Dubak | 18.1914 | 78.6783 | India | IN | IND | Telangana |  | 12349 | 1356243033
Dubăsari, Stînga Nistrului, Moldova | Dubăsari | Dubasari | 47.2667 | 29.1667 | Moldova | MD | MDA | Stînga Nistrului |  | 28500 | 1498583082
Dubbo, New South Wales, Australia | Dubbo | Dubbo | -32.2569 | 148.6011 | Australia | AU | AUS | New South Wales |  | 38392 | 1036855042
Dübendorf, Zürich, Switzerland | Dübendorf | Dubendorf | 47.3981 | 8.6194 | Switzerland | CH | CHE | Zürich |  | 28002 | 1756017706
Dubí, Ústecký Kraj, Czechia | Dubí | Dubi | 50.6811 | 13.7889 | Czechia | CZ | CZE | Ústecký Kraj |  | 7876 | 1203804841
Dublin, Dublin, Ireland | Dublin | Dublin | 53.3425 | -6.2658 | Ireland | IE | IRL | Dublin | primary | 1173179 | 1372595407
Dublin, California, United States | Dublin | Dublin | 37.7161 | -121.8963 | United States | US | USA | California |  | 64826 | 1840018916
Dublin, Ohio, United States | Dublin | Dublin | 40.1112 | -83.1454 | United States | US | USA | Ohio |  | 49037 | 1840008389
Dublin, Georgia, United States | Dublin | Dublin | 32.5359 | -82.928 | United States | US | USA | Georgia |  | 20583 | 1840013813
Dubna, Moskovskaya Oblast’, Russia | Dubna | Dubna | 56.75 | 37.15 | Russia | RU | RUS | Moskovskaya Oblast’ |  | 75144 | 1643266302
Dubňany, Jihomoravský Kraj, Czechia | Dubňany | Dubnany | 48.917 | 17.09 | Czechia | CZ | CZE | Jihomoravský Kraj |  | 6352 | 1203206938
Dubnica nad Váhom, Nitriansky, Slovakia | Dubnica nad Váhom | Dubnica nad Vahom | 48.9575 | 18.1658 | Slovakia | SK | SVK | Nitriansky |  | 24068 | 1703468923
Dubno, Rivnens’ka Oblast’, Ukraine | Dubno | Dubno | 50.3931 | 25.735 | Ukraine | UA | UKR | Rivnens’ka Oblast’ | minor | 37545 | 1804759407
DuBois, Pennsylvania, United States | DuBois | DuBois | 41.1225 | -78.7564 | United States | US | USA | Pennsylvania |  | 11241 | 1840035398
Dubovka, Volgogradskaya Oblast’, Russia | Dubovka | Dubovka | 49.05 | 44.8333 | Russia | RU | RUS | Volgogradskaya Oblast’ |  | 13988 | 1643833054
Dubrovnik, Dubrovačko-Neretvanska Županija, Croatia | Dubrovnik | Dubrovnik | 42.6403 | 18.1083 | Croatia | HR | HRV | Dubrovačko-Neretvanska Županija | admin | 42615 | 1191004286
Dubrovytsya, Rivnens’ka Oblast’, Ukraine | Dubrovytsya | Dubrovytsya | 51.5667 | 26.5667 | Ukraine | UA | UKR | Rivnens’ka Oblast’ | minor | 9424 | 1804570134
Dubrowna, Vitsyebskaya Voblasts’, Belarus | Dubrowna | Dubrowna | 54.5667 | 30.6833 | Belarus | BY | BLR | Vitsyebskaya Voblasts’ | minor | 7100 | 1112348244
Dubuque, Iowa, United States | Dubuque | Dubuque | 42.5008 | -90.7067 | United States | US | USA | Iowa |  | 68109 | 1840000438
Duchcov, Ústecký Kraj, Czechia | Duchcov | Duchcov | 50.6039 | 13.7463 | Czechia | CZ | CZE | Ústecký Kraj |  | 8564 | 1203260902
Duderstadt, Lower Saxony, Germany | Duderstadt | Duderstadt | 51.5125 | 10.2597 | Germany | DE | DEU | Lower Saxony |  | 20466 | 1276392919
Dudinka, Krasnoyarskiy Kray, Russia | Dudinka | Dudinka | 69.4 | 86.1833 | Russia | RU | RUS | Krasnoyarskiy Kray |  | 21015 | 1643923236
Dudley, Dudley, United Kingdom | Dudley | Dudley | 52.508 | -2.089 | United Kingdom | GB | GBR | Dudley |  | 79379 | 1826052828
Dudley, Massachusetts, United States | Dudley | Dudley | 42.055 | -71.9352 | United States | US | USA | Massachusetts |  | 11682 | 1840053586
Duffield, Derbyshire, United Kingdom | Duffield | Duffield | 52.989 | -1.489 | United Kingdom | GB | GBR | Derbyshire |  | 5046 | 1826782897
Duisburg, North Rhine-Westphalia, Germany | Duisburg | Duisburg | 51.4322 | 6.7611 | Germany | DE | DEU | North Rhine-Westphalia | minor | 498590 | 1276977172
Duitama, Boyacá, Colombia | Duitama | Duitama | 5.8305 | -73.02 | Colombia | CO | COL | Boyacá | minor | 101156 | 1170695532
Dukinfield, Tameside, United Kingdom | Dukinfield | Dukinfield | 53.4739 | -2.0828 | United Kingdom | GB | GBR | Tameside |  | 19306 | 1826493553
Dulles Town Center, Virginia, United States | Dulles Town Center | Dulles Town Center | 39.0265 | -77.4196 | United States | US | USA | Virginia |  | 5023 | 1840024501
Dülmen, North Rhine-Westphalia, Germany | Dülmen | Dulmen | 51.8308 | 7.2783 | Germany | DE | DEU | North Rhine-Westphalia |  | 46590 | 1276703649
Dulovo, Silistra, Bulgaria | Dulovo | Dulovo | 43.8225 | 27.1406 | Bulgaria | BG | BGR | Silistra |  | 8493 | 1100313030
Duluth, Minnesota, United States | Duluth | Duluth | 46.7756 | -92.1392 | United States | US | USA | Minnesota |  | 119476 | 1840007685
Duluth, Georgia, United States | Duluth | Duluth | 34.0053 | -84.1492 | United States | US | USA | Georgia |  | 29609 | 1840013675
Dūmā, Rīf Dimashq, Syria | Dūmā | Duma | 33.5722 | 36.4019 | Syria | SY | SYR | Rīf Dimashq | minor | 123494 | 1760821818
Dumaguete City, Negros Oriental, Philippines | Dumaguete City | Dumaguete City | 9.3103 | 123.3081 | Philippines | PH | PHL | Negros Oriental | admin | 131377 | 1608682936
Dumai, Riau, Indonesia | Dumai | Dumai | 1.6667 | 101.45 | Indonesia | ID | IDN | Riau |  | 264084 | 1360153292
Dumas, Texas, United States | Dumas | Dumas | 35.8613 | -101.9642 | United States | US | USA | Texas |  | 13963 | 1840019086
Dumbarton, West Dunbartonshire, United Kingdom | Dumbarton | Dumbarton | 55.95 | -4.5667 | United Kingdom | GB | GBR | West Dunbartonshire |  | 20527 | 1826077098
Dumbarton, Virginia, United States | Dumbarton | Dumbarton | 37.613 | -77.5065 | United States | US | USA | Virginia |  | 9036 | 1840006387
Dumbrăveni, Sibiu, Romania | Dumbrăveni | Dumbraveni | 46.2275 | 24.5758 | Romania | RO | ROU | Sibiu |  | 7388 | 1642970323
Dumfries, Dumfries and Galloway, United Kingdom | Dumfries | Dumfries | 55.07 | -3.603 | United Kingdom | GB | GBR | Dumfries and Galloway |  | 33320 | 1826801547
Dumfries, Virginia, United States | Dumfries | Dumfries | 38.567 | -77.3233 | United States | US | USA | Virginia |  | 5922 | 1840006102
Dumont, New Jersey, United States | Dumont | Dumont | 40.9452 | -73.9923 | United States | US | USA | New Jersey |  | 17516 | 1840003541
Dumont, São Paulo, Brazil | Dumont | Dumont | -21.2364 | -47.9733 | Brazil | BR | BRA | São Paulo |  | 9178 | 1076221690
Dún Dealgan, Louth, Ireland | Dún Dealgan | Dun Dealgan | 54.009 | -6.4049 | Ireland | IE | IRL | Louth | admin | 39004 | 1372735852
Dunaföldvár, Tolna, Hungary | Dunaföldvár | Dunafoldvar | 46.8 | 18.9167 | Hungary | HU | HUN | Tolna |  | 8593 | 1348165944
Dunaharaszti, Pest, Hungary | Dunaharaszti | Dunaharaszti | 47.3553 | 19.0844 | Hungary | HU | HUN | Pest |  | 21901 | 1348702931
Dunajská Streda, Trnavský, Slovakia | Dunajská Streda | Dunajska Streda | 47.9961 | 17.6147 | Slovakia | SK | SVK | Trnavský | minor | 22643 | 1703872671
Dunakeszi, Pest, Hungary | Dunakeszi | Dunakeszi | 47.6297 | 19.1381 | Hungary | HU | HUN | Pest | minor | 43490 | 1348178190
Dunaújváros, Dunaújváros, Hungary | Dunaújváros | Dunaujvaros | 46.9833 | 18.9167 | Hungary | HU | HUN | Dunaújváros | admin | 44200 | 1348928583
Dunavarsány, Pest, Hungary | Dunavarsány | Dunavarsany | 47.2828 | 19.0661 | Hungary | HU | HUN | Pest |  | 8141 | 1348821728
Dunbar, East Lothian, United Kingdom | Dunbar | Dunbar | 56.0027 | -2.5169 | United Kingdom | GB | GBR | East Lothian |  | 8486 | 1826158363
Dunbar, West Virginia, United States | Dunbar | Dunbar | 38.3688 | -81.7345 | United States | US | USA | West Virginia |  | 7093 | 1840006197
Dunbar, Pennsylvania, United States | Dunbar | Dunbar | 39.9637 | -79.6027 | United States | US | USA | Pennsylvania |  | 6893 | 1840001503
Dunblane, Stirling, United Kingdom | Dunblane | Dunblane | 56.1838 | -3.9674 | United Kingdom | GB | GBR | Stirling |  | 9000 | 1826445077
Dunboyne, Meath, Ireland | Dunboyne | Dunboyne | 53.4199 | -6.4751 | Ireland | IE | IRL | Meath |  | 5713 | 1372446066
Duncan, British Columbia, Canada | Duncan | Duncan | 48.7787 | -123.7079 | Canada | CA | CAN | British Columbia |  | 44451 | 1124316061
Duncan, Oklahoma, United States | Duncan | Duncan | 34.5424 | -97.919 | United States | US | USA | Oklahoma |  | 20312 | 1840019253
Duncanville, Texas, United States | Duncanville | Duncanville | 32.646 | -96.9127 | United States | US | USA | Texas |  | 38751 | 1840019442
Dundaga, Dundagas Novads, Latvia | Dundaga | Dundaga | 57.505 | 22.3504 | Latvia | LV | LVA | Dundagas Novads | admin |  | 1428711022
Dundalk, Maryland, United States | Dundalk | Dundalk | 39.2703 | -76.4942 | United States | US | USA | Maryland |  | 62768 | 1840005681
Dundee, Dundee City, United Kingdom | Dundee | Dundee | 56.462 | -2.9707 | United Kingdom | GB | GBR | Dundee City |  | 148270 | 1826581481
Dundee, Florida, United States | Dundee | Dundee | 28.0115 | -81.5995 | United States | US | USA | Florida |  | 5044 | 1840017241
Dundo, Lunda Norte, Angola | Dundo | Dundo | -7.38 | 20.83 | Angola | AO | AGO | Lunda Norte | admin | 11985 | 1024121799
Dunedin, Otago, New Zealand | Dunedin | Dunedin | -45.8667 | 170.5 | New Zealand | NZ | NZL | Otago | admin | 126255 | 1554475997
Dunedin, Florida, United States | Dunedin | Dunedin | 28.0329 | -82.7863 | United States | US | USA | Florida |  | 36537 | 1840014144
Dunellen, New Jersey, United States | Dunellen | Dunellen | 40.5903 | -74.4656 | United States | US | USA | New Jersey |  | 7202 | 1840003634
Dunfermline, Fife, United Kingdom | Dunfermline | Dunfermline | 56.0719 | -3.4393 | United Kingdom | GB | GBR | Fife |  | 54050 | 1826424354
Dungarvan, Waterford, Ireland | Dungarvan | Dungarvan | 52.0845 | -7.6397 | Ireland | IE | IRL | Waterford |  | 7991 | 1372697938
Dunhua, Jilin, China | Dunhua | Dunhua | 43.3667 | 128.2333 | China | CN | CHN | Jilin | minor | 483811 | 1156058709
Dunhuang, Gansu, China | Dunhuang | Dunhuang | 40.1411 | 94.6616 | China | CN | CHN | Gansu |  | 186027 | 1156068377
Dunkerque, Hauts-de-France, France | Dunkerque | Dunkerque | 51.0383 | 2.3775 | France | FR | FRA | Hauts-de-France | minor | 87353 | 1250542305
Dunkirk, New York, United States | Dunkirk | Dunkirk | 42.4803 | -79.3323 | United States | US | USA | New York |  | 23874 | 1840000445
Dunlap, Indiana, United States | Dunlap | Dunlap | 41.6346 | -85.9235 | United States | US | USA | Indiana |  | 6115 | 1840004814
Dunleary, Dún Laoghaire-Rathdown, Ireland | Dunleary | Dunleary | 53.3 | -6.14 | Ireland | IE | IRL | Dún Laoghaire-Rathdown | admin | 23857 | 1372038958
Dunmore, Pennsylvania, United States | Dunmore | Dunmore | 41.4152 | -75.6072 | United States | US | USA | Pennsylvania |  | 12954 | 1840003381
Dunn, North Carolina, United States | Dunn | Dunn | 35.3113 | -78.6129 | United States | US | USA | North Carolina |  | 15550 | 1840013434
Dunn Loring, Virginia, United States | Dunn Loring | Dunn Loring | 38.8945 | -77.2316 | United States | US | USA | Virginia |  | 9155 | 1840006017
Dunsborough, Western Australia, Australia | Dunsborough | Dunsborough | -33.6167 | 115.1 | Australia | AU | AUS | Western Australia |  | 5320 | 1036428544
Dunstable, Central Bedfordshire, United Kingdom | Dunstable | Dunstable | 51.886 | -0.521 | United Kingdom | GB | GBR | Central Bedfordshire |  | 35000 | 1826601477
Duntocher, West Dunbartonshire, United Kingdom | Duntocher | Duntocher | 55.924 | -4.417 | United Kingdom | GB | GBR | West Dunbartonshire |  | 6850 | 1826692197
Dunwoody, Georgia, United States | Dunwoody | Dunwoody | 33.9418 | -84.3122 | United States | US | USA | Georgia |  | 49356 | 1840022929
Dupnitsa, Kyustendil, Bulgaria | Dupnitsa | Dupnitsa | 42.265 | 23.1178 | Bulgaria | BG | BGR | Kyustendil |  | 39467 | 1100440807
DuPont, Washington, United States | DuPont | DuPont | 47.1079 | -122.6496 | United States | US | USA | Washington |  | 9516 | 1840018457
Duquesne, Pennsylvania, United States | Duquesne | Duquesne | 40.3732 | -79.8502 | United States | US | USA | Pennsylvania |  | 5557 | 1840001224
Durango, Durango, Mexico | Durango | Durango | 24.0167 | -104.6667 | Mexico | MX | MEX | Durango | admin | 654876 | 1484854616
Durango, Colorado, United States | Durango | Durango | 37.2659 | -107.8782 | United States | US | USA | Colorado |  | 20203 | 1840018929
Durant, Oklahoma, United States | Durant | Durant | 33.9957 | -96.3938 | United States | US | USA | Oklahoma |  | 19315 | 1840019280
Durazno, Durazno, Uruguay | Durazno | Durazno | -33.3833 | -56.5167 | Uruguay | UY | URY | Durazno | admin | 34372 | 1858006236
Durban, KwaZulu-Natal, South Africa | Durban | Durban | -29.8583 | 31.025 | South Africa | ZA | ZAF | KwaZulu-Natal |  | 595061 | 1710149138
Ðurđevac, Koprivničko-Križevačka Županija, Croatia | Ðurđevac | Durdevac | 46.0272 | 17.0672 | Croatia | HR | HRV | Koprivničko-Križevačka Županija | minor | 8862 | 1191122948
Düren, North Rhine-Westphalia, Germany | Düren | Duren | 50.8 | 6.4833 | Germany | DE | DEU | North Rhine-Westphalia | minor | 90733 | 1276181957
Durgāpur, West Bengal, India | Durgāpur | Durgapur | 23.55 | 87.32 | India | IN | IND | West Bengal |  | 566517 | 1356045686
Durham, North Carolina, United States | Durham | Durham | 35.9794 | -78.9031 | United States | US | USA | North Carolina |  | 424700 | 1840013364
Durham, Durham, United Kingdom | Durham | Durham | 54.7761 | -1.5733 | United Kingdom | GB | GBR | Durham |  | 48069 | 1826031748
Durham, New Hampshire, United States | Durham | Durham | 43.1174 | -70.9195 | United States | US | USA | New Hampshire |  | 16440 | 1840054805
Durham, Connecticut, United States | Durham | Durham | 41.4622 | -72.6829 | United States | US | USA | Connecticut |  | 7248 | 1840034511
Durham, California, United States | Durham | Durham | 39.6232 | -121.7875 | United States | US | USA | California |  | 5863 | 1840018775
Durleşti, Chişinău, Moldova | Durleşti | Durlesti | 47.0178 | 28.7625 | Moldova | MD | MDA | Chişinău |  | 17210 | 1498757203
Durrës, Durrës, Albania | Durrës | Durres | 41.3167 | 19.45 | Albania | AL | ALB | Durrës | admin | 142432 | 1008173690
Durrington, Wiltshire, United Kingdom | Durrington | Durrington | 51.199 | -1.775 | United Kingdom | GB | GBR | Wiltshire |  | 7379 | 1826502121
Dursley, Gloucestershire, United Kingdom | Dursley | Dursley | 51.6811 | -2.3543 | United Kingdom | GB | GBR | Gloucestershire |  | 6697 | 1826743234
Ḑurumā, Ar Riyāḑ, Saudi Arabia | Ḑurumā | Duruma | 24.6 | 46.1333 | Saudi Arabia | SA | SAU | Ar Riyāḑ |  | 11461 | 1682041945
Dushanbe, Dushanbe, Tajikistan | Dushanbe | Dushanbe | 38.5731 | 68.7864 | Tajikistan | TJ | TJK | Dushanbe | primary | 780000 | 1762930616
Dushanovë, Prizren, Kosovo | Dushanovë | Dushanove | 42.2347 | 20.7091 | Kosovo | XK | XKS | Prizren |  | 9398 | 1901150015
Dusheti, Mtskheta Mtianeti, Georgia | Dusheti | Dusheti | 42.0845 | 44.6961 | Georgia | GE | GEO | Mtskheta Mtianeti | minor | 6167 | 1268483712
Düsseldorf, North Rhine-Westphalia, Germany | Düsseldorf | Dusseldorf | 51.2311 | 6.7724 | Germany | DE | DEU | North Rhine-Westphalia | admin | 619294 | 1276615258
Dutse, Jigawa, Nigeria | Dutse | Dutse | 11.7992 | 9.3503 | Nigeria | NG | NGA | Jigawa | admin | 17129 | 1566855083
Duvall, Washington, United States | Duvall | Duvall | 47.7354 | -121.9726 | United States | US | USA | Washington |  | 8107 | 1840018427
Duxbury, Massachusetts, United States | Duxbury | Duxbury | 42.0465 | -70.7139 | United States | US | USA | Massachusetts |  | 15703 | 1840053566
Duyun, Guizhou, China | Duyun | Duyun | 26.2672 | 107.5143 | China | CN | CHN | Guizhou |  | 493574 | 1156084618
Düzce, Düzce, Turkey | Düzce | Duzce | 40.8417 | 31.1583 | Turkey | TR | TUR | Düzce | admin | 240633 | 1792999306
Dvůr Králové nad Labem, Královéhradecký Kraj, Czechia | Dvůr Králové nad Labem | Dvur Kralove nad Labem | 50.4318 | 15.8141 | Czechia | CZ | CZE | Královéhradecký Kraj |  | 15550 | 1203492959
Dwārka, Gujarāt, India | Dwārka | Dwarka | 22.2403 | 68.9686 | India | IN | IND | Gujarāt |  | 38873 | 1356276872
Dwight, Illinois, United States | Dwight | Dwight | 41.0987 | -88.424 | United States | US | USA | Illinois |  | 5005 | 1840011783
Dyatkovo, Bryanskaya Oblast’, Russia | Dyatkovo | Dyatkovo | 53.6 | 34.3333 | Russia | RU | RUS | Bryanskaya Oblast’ |  | 26775 | 1643789328
Dyce, Aberdeen City, United Kingdom | Dyce | Dyce | 57.2031 | -2.192 | United Kingdom | GB | GBR | Aberdeen City |  | 5811 | 1826467438
Dyer, Indiana, United States | Dyer | Dyer | 41.4976 | -87.509 | United States | US | USA | Indiana |  | 15976 | 1840010224
Dyersburg, Tennessee, United States | Dyersburg | Dyersburg | 36.0465 | -89.3777 | United States | US | USA | Tennessee |  | 20839 | 1840013372
Dysart et al, Ontario, Canada | Dysart et al | Dysart et al | 45.2042 | -78.4047 | Canada | CA | CAN | Ontario |  | 6280 | 1124000824
Dyurtyuli, Bashkortostan, Russia | Dyurtyuli | Dyurtyuli | 55.4833 | 54.8667 | Russia | RU | RUS | Bashkortostan |  | 30969 | 1643865529
Dzerzhinsk, Nizhegorodskaya Oblast’, Russia | Dzerzhinsk | Dzerzhinsk | 56.2333 | 43.45 | Russia | RU | RUS | Nizhegorodskaya Oblast’ |  | 231797 | 1643076798
Dzerzhinskiy, Moskovskaya Oblast’, Russia | Dzerzhinskiy | Dzerzhinskiy | 55.6333 | 37.85 | Russia | RU | RUS | Moskovskaya Oblast’ |  | 55669 | 1643369563
Dzhankoy, Krym, Avtonomna Respublika, Ukraine | Dzhankoy | Dzhankoy | 45.7086 | 34.3933 | Ukraine | UA | UKR | Krym, Avtonomna Respublika | minor | 38714 | 1804654537
Dzhebel, Kardzhali, Bulgaria | Dzhebel | Dzhebel | 41.5 | 25.3 | Bulgaria | BG | BGR | Kardzhali | minor | 8514 | 1100504854
Dzidzantun, Yucatán, Mexico | Dzidzantun | Dzidzantun | 21.2472 | -89.0417 | Mexico | MX | MEX | Yucatán |  | 8119 | 1484105150
Dzilam González, Yucatán, Mexico | Dzilam González | Dzilam Gonzalez | 21.28 | -88.9292 | Mexico | MX | MEX | Yucatán | minor | 5875 | 1484123404
Dzitbalché, Campeche, Mexico | Dzitbalché | Dzitbalche | 20.3167 | -90.05 | Mexico | MX | MEX | Campeche |  | 11686 | 1484603562
Dzüünharaa, Selenge, Mongolia | Dzüünharaa | Dzuunharaa | 48.853 | 106.4594 | Mongolia | MN | MNG | Selenge |  | 18002 | 1496200032
Dzuunmod, Töv, Mongolia | Dzuunmod | Dzuunmod | 47.7069 | 106.9494 | Mongolia | MN | MNG | Töv | admin | 18048 | 1496245822
Dzyarzhynsk, Minskaya Voblasts’, Belarus | Dzyarzhynsk | Dzyarzhynsk | 53.6833 | 27.1333 | Belarus | BY | BLR | Minskaya Voblasts’ |  | 29000 | 1112600874
Dzyatlava, Hrodzyenskaya Voblasts’, Belarus | Dzyatlava | Dzyatlava | 53.45 | 25.4 | Belarus | BY | BLR | Hrodzyenskaya Voblasts’ |  | 8100 | 1112528638
E’erguna, Inner Mongolia, China | E’erguna | E'erguna | 50.2411 | 120.172 | China | CN | CHN | Inner Mongolia | minor | 76667 | 1156538056
E’zhou, Hubei, China | E’zhou | E'zhou | 30.3972 | 114.8842 | China | CN | CHN | Hubei | minor | 1031000 | 1156414637
Eagan, Minnesota, United States | Eagan | Eagan | 44.8169 | -93.1638 | United States | US | USA | Minnesota |  | 66372 | 1840007852
Eagar, Arizona, United States | Eagar | Eagar | 34.1058 | -109.2956 | United States | US | USA | Arizona |  | 6164 | 1840021623
Eagle, Idaho, United States | Eagle | Eagle | 43.7223 | -116.3862 | United States | US | USA | Idaho |  | 29796 | 1840018642
Eagle, Colorado, United States | Eagle | Eagle | 39.6368 | -106.8123 | United States | US | USA | Colorado |  | 6519 | 1840021424
Eagle Mountain, Utah, United States | Eagle Mountain | Eagle Mountain | 40.3137 | -112.0114 | United States | US | USA | Utah |  | 38391 | 1840018757
Eagle Pass, Texas, United States | Eagle Pass | Eagle Pass | 28.7125 | -100.484 | United States | US | USA | Texas |  | 55686 | 1840019690
Eagle Point, Oregon, United States | Eagle Point | Eagle Point | 42.4677 | -122.8016 | United States | US | USA | Oregon |  | 9554 | 1840018676
Eagleton Village, Tennessee, United States | Eagleton Village | Eagleton Village | 35.7885 | -83.9363 | United States | US | USA | Tennessee |  | 5250 | 1840013068
Ealing, Ealing, United Kingdom | Ealing | Ealing | 51.5175 | -0.2988 | United Kingdom | GB | GBR | Ealing |  | 85014 | 1826730060
Earl, Pennsylvania, United States | Earl | Earl | 40.1142 | -76.0959 | United States | US | USA | Pennsylvania |  | 7169 | 1840150411
Earlestown, St. Helens, United Kingdom | Earlestown | Earlestown | 53.45 | -2.65 | United Kingdom | GB | GBR | St. Helens |  | 10830 | 1826235843
Earley, Wokingham, United Kingdom | Earley | Earley | 51.433 | -0.933 | United Kingdom | GB | GBR | Wokingham |  | 32036 | 1826312620
Earlimart, California, United States | Earlimart | Earlimart | 35.8824 | -119.2715 | United States | US | USA | California |  | 8790 | 1840019032
Earls Barton, Northamptonshire, United Kingdom | Earls Barton | Earls Barton | 52.263 | -0.746 | United Kingdom | GB | GBR | Northamptonshire |  | 5387 | 1826467205
Earlswood, Surrey, United Kingdom | Earlswood | Earlswood | 51.228 | -0.171 | United Kingdom | GB | GBR | Surrey |  | 5049 | 1826024227
Easley, South Carolina, United States | Easley | Easley | 34.819 | -82.5828 | United States | US | USA | South Carolina |  | 21364 | 1840013526
East Alton, Illinois, United States | East Alton | East Alton | 38.884 | -90.1073 | United States | US | USA | Illinois |  | 5954 | 1840012794
East Aurora, New York, United States | East Aurora | East Aurora | 42.7666 | -78.6172 | United States | US | USA | New York |  | 9720 | 1840004398
East Ballina, New South Wales, Australia | East Ballina | East Ballina | -28.8594 | 153.5872 | Australia | AU | AUS | New South Wales |  | 5571 | 1036094141
East Barnet, Barnet, United Kingdom | East Barnet | East Barnet | 51.643 | -0.163 | United Kingdom | GB | GBR | Barnet |  | 16137 | 1826125584
East Bethel, Minnesota, United States | East Bethel | East Bethel | 45.3557 | -93.2038 | United States | US | USA | Minnesota |  | 12038 | 1840007797
East Bradford, Pennsylvania, United States | East Bradford | East Bradford | 39.959 | -75.6469 | United States | US | USA | Pennsylvania |  | 9959 | 1840149882
East Brandywine, Pennsylvania, United States | East Brandywine | East Brandywine | 40.0364 | -75.7505 | United States | US | USA | Pennsylvania |  | 8416 | 1840149883
East Bridgewater, Massachusetts, United States | East Bridgewater | East Bridgewater | 42.0352 | -70.9424 | United States | US | USA | Massachusetts |  | 14386 | 1840053567
East Brunswick, New Jersey, United States | East Brunswick | East Brunswick | 40.4281 | -74.4179 | United States | US | USA | New Jersey |  | 47981 | 1840081693
East Buffalo, Pennsylvania, United States | East Buffalo | East Buffalo | 40.9337 | -76.9135 | United States | US | USA | Pennsylvania |  | 6806 | 1840150969
East Calder, West Lothian, United Kingdom | East Calder | East Calder | 55.896 | -3.462 | United Kingdom | GB | GBR | West Lothian |  | 5790 | 1826487904
East Chicago, Indiana, United States | East Chicago | East Chicago | 41.6484 | -87.4536 | United States | US | USA | Indiana |  | 27817 | 1840008193
East Cleveland, Ohio, United States | East Cleveland | East Cleveland | 41.5318 | -81.5795 | United States | US | USA | Ohio |  | 16964 | 1840000599
East Cocalico, Pennsylvania, United States | East Cocalico | East Cocalico | 40.2242 | -76.1057 | United States | US | USA | Pennsylvania |  | 10481 | 1840148813
East Coventry, Pennsylvania, United States | East Coventry | East Coventry | 40.2014 | -75.6162 | United States | US | USA | Pennsylvania |  | 6770 | 1840149886
East Cowes, Isle of Wight, United Kingdom | East Cowes | East Cowes | 50.757 | -1.2865 | United Kingdom | GB | GBR | Isle of Wight |  | 7010 | 1826991123
East Dereham, Norfolk, United Kingdom | East Dereham | East Dereham | 52.681 | 0.94 | United Kingdom | GB | GBR | Norfolk |  | 18609 | 1826674740
East Donegal, Pennsylvania, United States | East Donegal | East Donegal | 40.0823 | -76.5631 | United States | US | USA | Pennsylvania |  | 8257 | 1840150410
East Earl, Pennsylvania, United States | East Earl | East Earl | 40.1235 | -76.0332 | United States | US | USA | Pennsylvania |  | 6825 | 1840034939
East End, Arkansas, United States | East End | East End | 34.5554 | -92.3261 | United States | US | USA | Arkansas |  | 7019 | 1840013086
East Fallowfield, Pennsylvania, United States | East Fallowfield | East Fallowfield | 39.9508 | -75.8185 | United States | US | USA | Pennsylvania |  | 7567 | 1840150926
East Falmouth, Massachusetts, United States | East Falmouth | East Falmouth | 41.5707 | -70.5556 | United States | US | USA | Massachusetts |  | 5782 | 1840003237
East Farmingdale, New York, United States | East Farmingdale | East Farmingdale | 40.7336 | -73.4169 | United States | US | USA | New York |  | 6143 | 1840034046
East Finchley, Barnet, United Kingdom | East Finchley | East Finchley | 51.5902 | -0.1753 | United Kingdom | GB | GBR | Barnet |  | 15989 | 1826180591
East Fishkill, New York, United States | East Fishkill | East Fishkill | 41.5567 | -73.7824 | United States | US | USA | New York |  | 29227 | 1840058059
East Flat Rock, North Carolina, United States | East Flat Rock | East Flat Rock | 35.2802 | -82.4171 | United States | US | USA | North Carolina |  | 5036 | 1840013073
East Foothills, California, United States | East Foothills | East Foothills | 37.3827 | -121.8138 | United States | US | USA | California |  | 6278 | 1840028369
East Franklin, New Jersey, United States | East Franklin | East Franklin | 40.4933 | -74.4711 | United States | US | USA | New Jersey |  | 7170 | 1840039869
East Glenville, New York, United States | East Glenville | East Glenville | 42.8614 | -73.9206 | United States | US | USA | New York |  | 6371 | 1840004444
East Goshen, Pennsylvania, United States | East Goshen | East Goshen | 39.9934 | -75.5478 | United States | US | USA | Pennsylvania |  | 18199 | 1840150925
East Granby, Connecticut, United States | East Granby | East Granby | 41.9424 | -72.741 | United States | US | USA | Connecticut |  | 5256 | 1840034586
East Grand Forks, Minnesota, United States | East Grand Forks | East Grand Forks | 47.9284 | -97.0138 | United States | US | USA | Minnesota |  | 8535 | 1840007700
East Grand Rapids, Michigan, United States | East Grand Rapids | East Grand Rapids | 42.9464 | -85.6088 | United States | US | USA | Michigan |  | 11956 | 1840002927
East Greenbush, New York, United States | East Greenbush | East Greenbush | 42.6122 | -73.6969 | United States | US | USA | New York |  | 16411 | 1840058060
East Greenwich, Rhode Island, United States | East Greenwich | East Greenwich | 41.6362 | -71.5058 | United States | US | USA | Rhode Island |  | 13073 | 1840066133
East Greenwich, New Jersey, United States | East Greenwich | East Greenwich | 39.7903 | -75.2396 | United States | US | USA | New Jersey |  | 10396 | 1840081671
East Grinstead, West Sussex, United Kingdom | East Grinstead | East Grinstead | 51.129 | -0.007 | United Kingdom | GB | GBR | West Sussex |  | 26383 | 1826278903
East Gwillimbury, Ontario, Canada | East Gwillimbury | East Gwillimbury | 44.1333 | -79.4167 | Canada | CA | CAN | Ontario |  | 23991 | 1124001370
East Haddam, Connecticut, United States | East Haddam | East Haddam | 41.4798 | -72.3943 | United States | US | USA | Connecticut |  | 9032 | 1840073554
East Ham, Newham, United Kingdom | East Ham | East Ham | 51.5323 | 0.0554 | United Kingdom | GB | GBR | Newham |  | 76186 | 1826587417
East Hampton, New York, United States | East Hampton | East Hampton | 41.0117 | -72.1277 | United States | US | USA | New York |  | 21903 | 1840005147
East Hampton, Connecticut, United States | East Hampton | East Hampton | 41.5696 | -72.5074 | United States | US | USA | Connecticut |  | 12856 | 1840034616
East Hanover, New Jersey, United States | East Hanover | East Hanover | 40.8192 | -74.3638 | United States | US | USA | New Jersey |  | 11116 | 1840081722
East Hanover, Pennsylvania, United States | East Hanover | East Hanover | 40.391 | -76.6845 | United States | US | USA | Pennsylvania |  | 5919 | 1840152634
East Hartford, Connecticut, United States | East Hartford | East Hartford | 41.7634 | -72.6152 | United States | US | USA | Connecticut |  | 50453 | 1840034618
East Haven, Connecticut, United States | East Haven | East Haven | 41.2984 | -72.8577 | United States | US | USA | Connecticut |  | 28860 | 1840034619
East Hemet, California, United States | East Hemet | East Hemet | 33.7301 | -116.941 | United States | US | USA | California |  | 20679 | 1840028370
East Hempfield, Pennsylvania, United States | East Hempfield | East Hempfield | 40.0825 | -76.3831 | United States | US | USA | Pennsylvania |  | 24329 | 1840148811
East Highland Park, Virginia, United States | East Highland Park | East Highland Park | 37.577 | -77.3865 | United States | US | USA | Virginia |  | 15592 | 1840006388
East Hills, New York, United States | East Hills | East Hills | 40.7958 | -73.6292 | United States | US | USA | New York |  | 7233 | 1840005342
East Honolulu, Hawaii, United States | East Honolulu | East Honolulu | 21.2975 | -157.7211 | United States | US | USA | Hawaii |  | 47770 | 1840039181
East Huntingdon, Pennsylvania, United States | East Huntingdon | East Huntingdon | 40.1416 | -79.5999 | United States | US | USA | Pennsylvania |  | 7771 | 1840144808
East Islip, New York, United States | East Islip | East Islip | 40.7275 | -73.1861 | United States | US | USA | New York |  | 13563 | 1840005036
East Kelowna, British Columbia, Canada | East Kelowna | East Kelowna | 49.8625 | -119.5833 | Canada | CA | CAN | British Columbia |  | 32655 | 1124070905
East Kilbride, South Lanarkshire, United Kingdom | East Kilbride | East Kilbride | 55.7645 | -4.1771 | United Kingdom | GB | GBR | South Lanarkshire |  | 75390 | 1826488452
East Lake, Florida, United States | East Lake | East Lake | 28.1205 | -82.6868 | United States | US | USA | Florida |  | 32315 | 1840028980
East Lake-Orient Park, Florida, United States | East Lake-Orient Park | East Lake-Orient Park | 27.9971 | -82.3653 | United States | US | USA | Florida |  | 28602 | 1840073826
East Lampeter, Pennsylvania, United States | East Lampeter | East Lampeter | 40.0375 | -76.2162 | United States | US | USA | Pennsylvania |  | 16960 | 1840148810
East Lansing, Michigan, United States | East Lansing | East Lansing | 42.748 | -84.4835 | United States | US | USA | Michigan |  | 48145 | 1840003101
East Leake, Nottinghamshire, United Kingdom | East Leake | East Leake | 52.832 | -1.177 | United Kingdom | GB | GBR | Nottinghamshire |  | 6337 | 1826041730
East Liverpool, Ohio, United States | East Liverpool | East Liverpool | 40.6333 | -80.5677 | United States | US | USA | Ohio |  | 29898 | 1840002783
East London, Eastern Cape, South Africa | East London | East London | -33.0153 | 27.9116 | South Africa | ZA | ZAF | Eastern Cape |  | 338627 | 1710178149
East Longmeadow, Massachusetts, United States | East Longmeadow | East Longmeadow | 42.0597 | -72.499 | United States | US | USA | Massachusetts |  | 16200 | 1840053444
East Los Angeles, California, United States | East Los Angeles | East Los Angeles | 34.0326 | -118.1691 | United States | US | USA | California |  | 119827 | 1840019206
East Lyme, Connecticut, United States | East Lyme | East Lyme | 41.3664 | -72.2352 | United States | US | USA | Connecticut |  | 18766 | 1840045011
East Manchester, Pennsylvania, United States | East Manchester | East Manchester | 40.0567 | -76.7019 | United States | US | USA | Pennsylvania |  | 7545 | 1840151848
East Marlborough, Pennsylvania, United States | East Marlborough | East Marlborough | 39.8798 | -75.7231 | United States | US | USA | Pennsylvania |  | 7326 | 1840150928
East Massapequa, New York, United States | East Massapequa | East Massapequa | 40.6743 | -73.4358 | United States | US | USA | New York |  | 18331 | 1840034047
East Meadow, New York, United States | East Meadow | East Meadow | 40.7197 | -73.5604 | United States | US | USA | New York |  | 37358 | 1840005236
East Milton, Florida, United States | East Milton | East Milton | 30.6175 | -86.9636 | United States | US | USA | Florida |  | 13054 | 1840025112
East Moline, Illinois, United States | East Moline | East Moline | 41.5199 | -90.3879 | United States | US | USA | Illinois |  | 20645 | 1840008180
East Moriches, New York, United States | East Moriches | East Moriches | 40.8097 | -72.7581 | United States | US | USA | New York |  | 5359 | 1840005038
East Norriton, Pennsylvania, United States | East Norriton | East Norriton | 40.1506 | -75.3364 | United States | US | USA | Pennsylvania |  | 14034 | 1840133023
East Northport, New York, United States | East Northport | East Northport | 40.8792 | -73.3232 | United States | US | USA | New York |  | 20136 | 1840005039
East Nottingham, Pennsylvania, United States | East Nottingham | East Nottingham | 39.7621 | -75.9705 | United States | US | USA | Pennsylvania |  | 8929 | 1840150922
East Orange, New Jersey, United States | East Orange | East Orange | 40.7651 | -74.2117 | United States | US | USA | New Jersey |  | 64367 | 1840002792
East Palo Alto, California, United States | East Palo Alto | East Palo Alto | 37.4671 | -122.1352 | United States | US | USA | California |  | 29314 | 1840020301
East Pasadena, California, United States | East Pasadena | East Pasadena | 34.1377 | -118.0776 | United States | US | USA | California |  | 5971 | 1840028234
East Patchogue, New York, United States | East Patchogue | East Patchogue | 40.7704 | -72.9817 | United States | US | USA | New York |  | 22637 | 1840005040
East Pennsboro, Pennsylvania, United States | East Pennsboro | East Pennsboro | 40.2886 | -76.9394 | United States | US | USA | Pennsylvania |  | 21398 | 1840143336
East Peoria, Illinois, United States | East Peoria | East Peoria | 40.6734 | -89.5419 | United States | US | USA | Illinois |  | 22546 | 1840008327
East Pikeland, Pennsylvania, United States | East Pikeland | East Pikeland | 40.1326 | -75.5631 | United States | US | USA | Pennsylvania |  | 7331 | 1840150921
East Point, Georgia, United States | East Point | East Point | 33.6696 | -84.4701 | United States | US | USA | Georgia |  | 34875 | 1840013661
East Port Orchard, Washington, United States | East Port Orchard | East Port Orchard | 47.5193 | -122.6183 | United States | US | USA | Washington |  | 5331 | 1840037838
East Porterville, California, United States | East Porterville | East Porterville | 36.0573 | -118.9713 | United States | US | USA | California |  | 6679 | 1840017691
East Preston, West Sussex, United Kingdom | East Preston | East Preston | 50.8104 | -0.4819 | United Kingdom | GB | GBR | West Sussex |  | 5938 | 1826135129
East Providence, Rhode Island, United States | East Providence | East Providence | 41.8065 | -71.3565 | United States | US | USA | Rhode Island |  | 47618 | 1840003288
East Rancho Dominguez, California, United States | East Rancho Dominguez | East Rancho Dominguez | 33.895 | -118.1956 | United States | US | USA | California |  | 16734 | 1840028368
East Renton Highlands, Washington, United States | East Renton Highlands | East Renton Highlands | 47.4718 | -122.0854 | United States | US | USA | Washington |  | 11745 | 1840037866
East Retford, Nottinghamshire, United Kingdom | East Retford | East Retford | 53.3228 | -0.9431 | United Kingdom | GB | GBR | Nottinghamshire |  | 22013 | 1826529962
East Ridge, Tennessee, United States | East Ridge | East Ridge | 34.9973 | -85.2284 | United States | US | USA | Tennessee |  | 21182 | 1840013452
East Riverdale, Maryland, United States | East Riverdale | East Riverdale | 38.96 | -76.9108 | United States | US | USA | Maryland |  | 15467 | 1840031482
East Rochester, New York, United States | East Rochester | East Rochester | 43.112 | -77.4869 | United States | US | USA | New York |  | 6490 | 1840004289
East Rockaway, New York, United States | East Rockaway | East Rockaway | 40.6432 | -73.6672 | United States | US | USA | New York |  | 9814 | 1840005343
East Rockhill, Pennsylvania, United States | East Rockhill | East Rockhill | 40.4082 | -75.2831 | United States | US | USA | Pennsylvania |  | 5734 | 1840152151
East Rutherford, New Jersey, United States | East Rutherford | East Rutherford | 40.8179 | -74.0854 | United States | US | USA | New Jersey |  | 9687 | 1840003542
East San Gabriel, California, United States | East San Gabriel | East San Gabriel | 34.1198 | -118.0807 | United States | US | USA | California |  | 15932 | 1840028311
East Shoreham, New York, United States | East Shoreham | East Shoreham | 40.946 | -72.8811 | United States | US | USA | New York |  | 6484 | 1840034048
East St. Louis, Illinois, United States | East St. Louis | East St. Louis | 38.6156 | -90.1304 | United States | US | USA | Illinois |  | 26047 | 1840008629
East St. Paul, Manitoba, Canada | East St. Paul | East St. Paul | 49.9772 | -97.0103 | Canada | CA | CAN | Manitoba |  | 9372 | 1124000695
East Stroudsburg, Pennsylvania, United States | East Stroudsburg | East Stroudsburg | 41.0023 | -75.1779 | United States | US | USA | Pennsylvania |  | 57577 | 1840003507
East Vincent, Pennsylvania, United States | East Vincent | East Vincent | 40.1684 | -75.5946 | United States | US | USA | Pennsylvania |  | 7062 | 1840150923
East Wenatchee, Washington, United States | East Wenatchee | East Wenatchee | 47.4174 | -120.2822 | United States | US | USA | Washington |  | 14219 | 1840019795
East Whiteland, Pennsylvania, United States | East Whiteland | East Whiteland | 40.0474 | -75.5547 | United States | US | USA | Pennsylvania |  | 11415 | 1840150930
East Whittier, California, United States | East Whittier | East Whittier | 33.9244 | -117.9887 | United States | US | USA | California |  | 10391 | 1840019205
East Windsor, New Jersey, United States | East Windsor | East Windsor | 40.2606 | -74.5295 | United States | US | USA | New Jersey |  | 27294 | 1840081654
East Windsor, Connecticut, United States | East Windsor | East Windsor | 41.9049 | -72.5672 | United States | US | USA | Connecticut |  | 11379 | 1840044807
East York, Pennsylvania, United States | East York | East York | 39.9687 | -76.6759 | United States | US | USA | Pennsylvania |  | 8459 | 1840034943
East Zorra-Tavistock, Ontario, Canada | East Zorra-Tavistock | East Zorra-Tavistock | 43.2333 | -80.7833 | Canada | CA | CAN | Ontario |  | 7129 | 1124000189
Eastampton, New Jersey, United States | Eastampton | Eastampton | 40.001 | -74.7553 | United States | US | USA | New Jersey |  | 5954 | 1840081636
Eastbourne, East Sussex, United Kingdom | Eastbourne | Eastbourne | 50.77 | 0.28 | United Kingdom | GB | GBR | East Sussex |  | 103745 | 1826356320
Eastchester, New York, United States | Eastchester | Eastchester | 40.9536 | -73.8134 | United States | US | USA | New York |  | 32964 | 1840058058
Eastham, Liverpool, United Kingdom | Eastham | Eastham | 53.313 | -2.962 | United Kingdom | GB | GBR | Liverpool |  | 13882 | 1826374388
Easthampton, Massachusetts, United States | Easthampton | Easthampton | 42.2652 | -72.672 | United States | US | USA | Massachusetts |  | 15829 | 1840031156
Eastlake, Ohio, United States | Eastlake | Eastlake | 41.6581 | -81.4323 | United States | US | USA | Ohio |  | 18042 | 1840000533
Eastleigh, Hampshire, United Kingdom | Eastleigh | Eastleigh | 50.9667 | -1.35 | United Kingdom | GB | GBR | Hampshire |  | 24011 | 1826595228
Eastman, Georgia, United States | Eastman | Eastman | 32.1973 | -83.1714 | United States | US | USA | Georgia |  | 6180 | 1840013829
Eastmont, Washington, United States | Eastmont | Eastmont | 47.8968 | -122.1817 | United States | US | USA | Washington |  | 21686 | 1840139116
Easton, Pennsylvania, United States | Easton | Easton | 40.6858 | -75.2209 | United States | US | USA | Pennsylvania |  | 27189 | 1840000970
Easton, Massachusetts, United States | Easton | Easton | 42.0362 | -71.1103 | United States | US | USA | Massachusetts |  | 24306 | 1840053660
Easton, Maryland, United States | Easton | Easton | 38.776 | -76.0702 | United States | US | USA | Maryland |  | 17911 | 1840006089
Easton, Connecticut, United States | Easton | Easton | 41.2649 | -73.3 | United States | US | USA | Connecticut |  | 7558 | 1840034684
Eastpointe, Michigan, United States | Eastpointe | Eastpointe | 42.4657 | -82.9461 | United States | US | USA | Michigan |  | 32081 | 1840002420
Easttown, Pennsylvania, United States | Easttown | Easttown | 40.0281 | -75.4403 | United States | US | USA | Pennsylvania |  | 10603 | 1840150924
Eastvale, California, United States | Eastvale | Eastvale | 33.9617 | -117.5802 | United States | US | USA | California |  | 64157 | 1840028421
Eastwood, Nottinghamshire, United Kingdom | Eastwood | Eastwood | 53.018 | -1.304 | United Kingdom | GB | GBR | Nottinghamshire |  | 18612 | 1826227657
Eastwood, Michigan, United States | Eastwood | Eastwood | 42.3028 | -85.5447 | United States | US | USA | Michigan |  | 5858 | 1840004656
Eaton, Ohio, United States | Eaton | Eaton | 39.7506 | -84.6343 | United States | US | USA | Ohio |  | 7858 | 1840001519
Eaton, Colorado, United States | Eaton | Eaton | 40.5256 | -104.713 | United States | US | USA | Colorado |  | 5773 | 1840021359
Eaton Rapids, Michigan, United States | Eaton Rapids | Eaton Rapids | 42.5092 | -84.653 | United States | US | USA | Michigan |  | 5439 | 1840003108
Eaton Socon, Cambridgeshire, United Kingdom | Eaton Socon | Eaton Socon | 52.22 | -0.29 | United Kingdom | GB | GBR | Cambridgeshire |  | 9042 | 1826701436
Eatontown, New Jersey, United States | Eatontown | Eatontown | 40.2913 | -74.0558 | United States | US | USA | New Jersey |  | 12157 | 1840003679
Eau Claire, Wisconsin, United States | Eau Claire | Eau Claire | 44.8199 | -91.4949 | United States | US | USA | Wisconsin |  | 107404 | 1840002296
Eaubonne, Île-de-France, France | Eaubonne | Eaubonne | 48.9922 | 2.2806 | France | FR | FRA | Île-de-France |  | 25097 | 1250854033
Ebbw Vale, Blaenau Gwent, United Kingdom | Ebbw Vale | Ebbw Vale | 51.7779 | -3.2117 | United Kingdom | GB | GBR | Blaenau Gwent |  | 18558 | 1826821223
Ebebiyín, Kié-Ntem, Equatorial Guinea | Ebebiyín | Ebebiyin | 2.15 | 11.3167 | Equatorial Guinea | GQ | GNQ | Kié-Ntem | admin | 36565 | 1226449195
Eberbach, Baden-Württemberg, Germany | Eberbach | Eberbach | 49.4667 | 8.9833 | Germany | DE | DEU | Baden-Württemberg |  | 14460 | 1276456342
Ebermannstadt, Bavaria, Germany | Ebermannstadt | Ebermannstadt | 49.7806 | 11.1848 | Germany | DE | DEU | Bavaria |  | 6971 | 1276921042
Ebern, Saarland, Germany | Ebern | Ebern | 50.1 | 10.7936 | Germany | DE | DEU | Saarland |  | 7270 | 1276237272
Ebersbach an der Fils, Baden-Württemberg, Germany | Ebersbach an der Fils | Ebersbach an der Fils | 48.7147 | 9.5236 | Germany | DE | DEU | Baden-Württemberg |  | 15535 | 1276554005
Ebersberg, Bavaria, Germany | Ebersberg | Ebersberg | 48.0833 | 11.9667 | Germany | DE | DEU | Bavaria | minor | 12239 | 1276452047
Eberswalde, Brandenburg, Germany | Eberswalde | Eberswalde | 52.8331 | 13.8331 | Germany | DE | DEU | Brandenburg | minor | 40387 | 1276311453
Ebetsu, Hokkaidō, Japan | Ebetsu | Ebetsu | 43.1039 | 141.5361 | Japan | JP | JPN | Hokkaidō |  | 119509 | 1392987572
Ébolowa, Sud, Cameroon | Ébolowa | Ebolowa | 2.9 | 11.15 | Cameroon | CM | CMR | Sud | admin | 87875 | 1120924207
Ebreichsdorf, Niederösterreich, Austria | Ebreichsdorf | Ebreichsdorf | 47.9611 | 16.4047 | Austria | AT | AUT | Niederösterreich |  | 10942 | 1040140481
Ecatepec, México, Mexico | Ecatepec | Ecatepec | 19.6097 | -99.06 | Mexico | MX | MEX | México | minor | 1656107 | 1484003694
Ecatzingo, México, Mexico | Ecatzingo | Ecatzingo | 18.95 | -98.75 | Mexico | MX | MEX | México | minor | 9369 | 1484003696
Eccles, Salford, United Kingdom | Eccles | Eccles | 53.4824 | -2.339 | United Kingdom | GB | GBR | Salford |  | 38756 | 1826711263
Ecclesall, Sheffield, United Kingdom | Ecclesall | Ecclesall | 53.362 | -1.498 | United Kingdom | GB | GBR | Sheffield |  | 19211 | 1826986185
Ecclesfield, Sheffield, United Kingdom | Ecclesfield | Ecclesfield | 53.4429 | -1.4698 | United Kingdom | GB | GBR | Sheffield |  | 32073 | 1826382276
Eccleston, St. Helens, United Kingdom | Eccleston | Eccleston | 53.4539 | -2.7748 | United Kingdom | GB | GBR | St. Helens |  | 10433 | 1826176719
Eceabat, Çanakkale, Turkey | Eceabat | Eceabat | 40.1842 | 26.3575 | Turkey | TR | TUR | Çanakkale | minor | 8912 | 1792350740
Echaporã, São Paulo, Brazil | Echaporã | Echapora | -22.4294 | -50.2006 | Brazil | BR | BRA | São Paulo |  | 6316 | 1076302994
Echelon, New Jersey, United States | Echelon | Echelon | 39.8482 | -74.9957 | United States | US | USA | New Jersey |  | 11586 | 1840033470
Échirolles, Auvergne-Rhône-Alpes, France | Échirolles | Echirolles | 45.1436 | 5.7183 | France | FR | FRA | Auvergne-Rhône-Alpes |  | 36840 | 1250068443
Echternach, Echternach, Luxembourg | Echternach | Echternach | 49.8117 | 6.4217 | Luxembourg | LU | LUX | Echternach | admin | 5617 | 1442794725
Echuca, Victoria, Australia | Echuca | Echuca | -36.1333 | 144.75 | Australia | AU | AUS | Victoria |  | 14934 | 1036292989
Écija, Andalusia, Spain | Écija | Ecija | 37.5411 | -5.0792 | Spain | ES | ESP | Andalusia |  | 39873 | 1724919208
Eckernförde, Schleswig-Holstein, Germany | Eckernförde | Eckernforde | 54.4742 | 9.8378 | Germany | DE | DEU | Schleswig-Holstein |  | 21902 | 1276177935
Eckington, Derbyshire, United Kingdom | Eckington | Eckington | 53.308 | -1.3643 | United Kingdom | GB | GBR | Derbyshire |  | 11152 | 1826393351
Economy, Pennsylvania, United States | Economy | Economy | 40.641 | -80.184 | United States | US | USA | Pennsylvania |  | 9098 | 1840066074
Ecorse, Michigan, United States | Ecorse | Ecorse | 42.2489 | -83.1399 | United States | US | USA | Michigan |  | 9570 | 1840003972
Ecublens, Vaud, Switzerland | Ecublens | Ecublens | 46.5276 | 6.5605 | Switzerland | CH | CHE | Vaud |  | 12854 | 1756001755
Ed Daein, East Darfur, Sudan | Ed Daein | Ed Daein | 11.4672 | 26.1317 | Sudan | SD | SDN | East Darfur | admin |  | 1729512354
Ed Damazin, Blue Nile, Sudan | Ed Damazin | Ed Damazin | 11.7704 | 34.35 | Sudan | SD | SDN | Blue Nile | admin | 186051 | 1729684147
Ed Damer, River Nile, Sudan | Ed Damer | Ed Damer | 17.59 | 33.96 | Sudan | SD | SDN | River Nile | admin | 103941 | 1729791168
Edd, Debubawī K’eyih Bahrī, Eritrea | Edd | Edd | 13.9333 | 41.7 | Eritrea | ER | ERI | Debubawī K’eyih Bahrī |  | 11259 | 1232211688
Edéa, Littoral, Cameroon | Edéa | Edea | 3.8 | 10.1333 | Cameroon | CM | CMR | Littoral |  | 122300 | 1120546542
Edelény, Borsod-Abaúj-Zemplén, Hungary | Edelény | Edeleny | 48.2967 | 20.7442 | Hungary | HU | HUN | Borsod-Abaúj-Zemplén | minor | 9389 | 1348035547
Eden, North Carolina, United States | Eden | Eden | 36.5028 | -79.7412 | United States | US | USA | North Carolina |  | 16477 | 1840013309
Eden, New York, United States | Eden | Eden | 42.6527 | -78.8787 | United States | US | USA | New York |  | 7657 | 1840058066
Eden Isle, Louisiana, United States | Eden Isle | Eden Isle | 30.2268 | -89.8043 | United States | US | USA | Louisiana |  | 7554 | 1840031150
Eden Prairie, Minnesota, United States | Eden Prairie | Eden Prairie | 44.8488 | -93.4595 | United States | US | USA | Minnesota |  | 64893 | 1840007821
Edenbridge, Kent, United Kingdom | Edenbridge | Edenbridge | 51.197 | 0.065 | United Kingdom | GB | GBR | Kent |  | 7808 | 1826946540
Edenkoben, Rhineland-Palatinate, Germany | Edenkoben | Edenkoben | 49.2839 | 8.1272 | Germany | DE | DEU | Rhineland-Palatinate |  | 6690 | 1276040741
Édessa, Kentrikí Makedonía, Greece | Édessa | Edessa | 40.8 | 22.05 | Greece | GR | GRC | Kentrikí Makedonía | minor | 18229 | 1300917524
Edgemere, Maryland, United States | Edgemere | Edgemere | 39.2273 | -76.459 | United States | US | USA | Maryland |  | 8633 | 1840005674
Edgemoor, Delaware, United States | Edgemoor | Edgemoor | 39.7551 | -75.507 | United States | US | USA | Delaware |  | 6471 | 1840028608
Edgerton, Wisconsin, United States | Edgerton | Edgerton | 42.8385 | -89.0699 | United States | US | USA | Wisconsin |  | 7431 | 1840002468
Edgewater, New Jersey, United States | Edgewater | Edgewater | 40.8237 | -73.974 | United States | US | USA | New Jersey |  | 13364 | 1840003543
Edgewater, Colorado, United States | Edgewater | Edgewater | 39.7507 | -105.0626 | United States | US | USA | Colorado |  | 5335 | 1840020196
Edgewater, Florida, United States | Edgewater | Edgewater | 28.9594 | -80.9407 | United States | US | USA | Florida |  | 23918 | 1840014043
Edgewater, Maryland, United States | Edgewater | Edgewater | 38.9373 | -76.5572 | United States | US | USA | Maryland |  | 9689 | 1840024528
Edgewater Park, New Jersey, United States | Edgewater Park | Edgewater Park | 40.054 | -74.9117 | United States | US | USA | New Jersey |  | 8731 | 1840081632
Edgewood, Maryland, United States | Edgewood | Edgewood | 39.421 | -76.2968 | United States | US | USA | Maryland |  | 26219 | 1840005661
Edgewood, Washington, United States | Edgewood | Edgewood | 47.2309 | -122.2832 | United States | US | USA | Washington |  | 13053 | 1840019852
Edgewood, Kentucky, United States | Edgewood | Edgewood | 39.0091 | -84.5604 | United States | US | USA | Kentucky |  | 8759 | 1840013166
Edgewood, New Mexico, United States | Edgewood | Edgewood | 35.1318 | -106.2151 | United States | US | USA | New Mexico |  | 6107 | 1840074899
Edgware, Barnet, United Kingdom | Edgware | Edgware | 51.6185 | -0.2729 | United Kingdom | GB | GBR | Barnet |  | 76506 | 1826048876
Edina, Minnesota, United States | Edina | Edina | 44.8914 | -93.3602 | United States | US | USA | Minnesota |  | 52857 | 1840007822
Edinboro, Pennsylvania, United States | Edinboro | Edinboro | 41.8762 | -80.1246 | United States | US | USA | Pennsylvania |  | 6222 | 1840000476
Edinburg, Texas, United States | Edinburg | Edinburg | 26.3197 | -98.1596 | United States | US | USA | Texas |  | 101170 | 1840021020
Edinburgh, Edinburgh, City of, United Kingdom | Edinburgh | Edinburgh | 55.953 | -3.189 | United Kingdom | GB | GBR | Edinburgh, City of |  | 488050 | 1826492520
Edinburgh of the Seven Seas, Tristan da Cunha, Saint Helena, Ascension, And Tristan Da Cunha | Edinburgh of the Seven Seas | Edinburgh of the Seven Seas | -37.0675 | -12.3105 | Saint Helena, Ascension, And Tristan Da Cunha | SH | SHN | Tristan da Cunha | admin |  | 1654661876
Edineţ, Edineţ, Moldova | Edineţ | Edinet | 48.1681 | 27.305 | Moldova | MD | MDA | Edineţ | admin | 15520 | 1498114952
Edirne, Edirne, Turkey | Edirne | Edirne | 41.6781 | 26.5594 | Turkey | TR | TUR | Edirne | admin | 180327 | 1792102607
Edison, New Jersey, United States | Edison | Edison | 40.536 | -74.3697 | United States | US | USA | New Jersey |  | 100809 | 1840081696
Edmond, Oklahoma, United States | Edmond | Edmond | 35.6689 | -97.4159 | United States | US | USA | Oklahoma |  | 94054 | 1840020423
Edmonds, Washington, United States | Edmonds | Edmonds | 47.8115 | -122.3533 | United States | US | USA | Washington |  | 42605 | 1840037645
Edmonton, Alberta, Canada | Edmonton | Edmonton | 53.5344 | -113.4903 | Canada | CA | CAN | Alberta |  | 1062643 | 1124290735
Edmonton, Enfield, United Kingdom | Edmonton | Edmonton | 51.6154 | -0.0708 | United Kingdom | GB | GBR | Enfield |  | 82472 | 1826905865
Edmundston, New Brunswick, Canada | Edmundston | Edmundston | 47.3765 | -68.3253 | Canada | CA | CAN | New Brunswick |  | 16580 | 1124274233
Edna, Texas, United States | Edna | Edna | 28.9757 | -96.6483 | United States | US | USA | Texas |  | 5648 | 1840020984
Edson, Alberta, Canada | Edson | Edson | 53.5817 | -116.4344 | Canada | CA | CAN | Alberta |  | 8414 | 1124553562
Edwards, Colorado, United States | Edwards | Edwards | 39.6215 | -106.6183 | United States | US | USA | Colorado |  | 10071 | 1840017535
Edwardsburgh/Cardinal, Ontario, Canada | Edwardsburgh/Cardinal | Edwardsburgh/Cardinal | 44.8333 | -75.5 | Canada | CA | CAN | Ontario |  | 6959 | 1124001736
Edwardsville, Illinois, United States | Edwardsville | Edwardsville | 38.7923 | -89.9877 | United States | US | USA | Illinois |  | 25233 | 1840008564
Edwinstowe, Nottinghamshire, United Kingdom | Edwinstowe | Edwinstowe | 53.16 | -1.07 | United Kingdom | GB | GBR | Nottinghamshire |  | 5188 | 1826878671
Eeklo, Flanders, Belgium | Eeklo | Eeklo | 51.1858 | 3.5639 | Belgium | BE | BEL | Flanders | minor | 20890 | 1056979321
Eenhana, Ohangwena, Namibia | Eenhana | Eenhana | -17.4667 | 16.3333 | Namibia | NA | NAM | Ohangwena | admin |  | 1516685856
Effingham, Illinois, United States | Effingham | Effingham | 39.1207 | -88.5508 | United States | US | USA | Illinois |  | 14005 | 1840008545
Effretikon, Zürich, Switzerland | Effretikon | Effretikon | 47.4158 | 8.7197 | Switzerland | CH | CHE | Zürich |  | 16928 | 1756605189
Eger, Heves, Hungary | Eger | Eger | 47.8989 | 20.3747 | Hungary | HU | HUN | Heves | admin | 52898 | 1348559499
Egersund, Rogaland, Norway | Egersund | Egersund | 58.45 | 6.0067 | Norway | NO | NOR | Rogaland | minor | 11433 | 1578432421
Egg Buckland, Plymouth, United Kingdom | Egg Buckland | Egg Buckland | 50.4006 | -4.1136 | United Kingdom | GB | GBR | Plymouth |  | 13351 | 1826735321
Egg Harbor, New Jersey, United States | Egg Harbor | Egg Harbor | 39.3787 | -74.6102 | United States | US | USA | New Jersey |  | 43002 | 1840081582
Eggenfelden, Bavaria, Germany | Eggenfelden | Eggenfelden | 48.4039 | 12.7642 | Germany | DE | DEU | Bavaria |  | 13736 | 1276543412
Eggertsville, New York, United States | Eggertsville | Eggertsville | 42.9665 | -78.8065 | United States | US | USA | New York |  | 15546 | 1840024061
Egham, Surrey, United Kingdom | Egham | Egham | 51.429 | -0.548 | United Kingdom | GB | GBR | Surrey |  | 6384 | 1826214236
Egilsstaðir, Austurland, Iceland | Egilsstaðir | Egilsstadhir | 65.2667 | -14.4 | Iceland | IS | ISL | Austurland |  | 2332 | 1352699507
Egremont, Cumbria, United Kingdom | Egremont | Egremont | 54.484 | -3.5306 | United Kingdom | GB | GBR | Cumbria |  | 8194 | 1826460932
Egvekinot, Chukotskiy Avtonomnyy Okrug, Russia | Egvekinot | Egvekinot | 66.3221 | -179.1837 | Russia | RU | RUS | Chukotskiy Avtonomnyy Okrug |  | 2248 | 1643466779
Egypt Lake-Leto, Florida, United States | Egypt Lake-Leto | Egypt Lake-Leto | 28.0177 | -82.5062 | United States | US | USA | Florida |  | 37039 | 1840073269
Ehingen an der Donau, Baden-Württemberg, Germany | Ehingen an der Donau | Ehingen an der Donau | 48.2833 | 9.7236 | Germany | DE | DEU | Baden-Württemberg |  | 26259 | 1276432627
Éibar, Basque Country, Spain | Éibar | Eibar | 43.1843 | -2.4733 | Spain | ES | ESP | Basque Country |  | 27522 | 1724606376
Eibenstock, Saxony, Germany | Eibenstock | Eibenstock | 50.4956 | 12.5975 | Germany | DE | DEU | Saxony |  | 7370 | 1276659381
Eichstätt, Bavaria, Germany | Eichstätt | Eichstatt | 48.8919 | 11.1839 | Germany | DE | DEU | Bavaria | minor | 13525 | 1276205721
Eichwalde, Brandenburg, Germany | Eichwalde | Eichwalde | 52.3667 | 13.6167 | Germany | DE | DEU | Brandenburg |  | 6468 | 1276665888
Eidaichō, Hokkaidō, Japan | Eidaichō | Eidaicho | 44.0178 | 143.7747 | Japan | JP | JPN | Hokkaidō |  | 5151 | 1392561023
Eiði, , Faroe Islands | Eiði | Eidhi | 62.2995 | -7.0924 | Faroe Islands | FO | FRO |  | admin |  | 1234150922
Eidson Road, Texas, United States | Eidson Road | Eidson Road | 28.6677 | -100.4787 | United States | US | USA | Texas |  | 9531 | 1840037044
Eidsvold, Queensland, Australia | Eidsvold | Eidsvold | -25.3667 | 151.1333 | Australia | AU | AUS | Queensland |  | 574 | 1036235197
Eilenburg, Saxony, Germany | Eilenburg | Eilenburg | 51.4608 | 12.6358 | Germany | DE | DEU | Saxony |  | 15583 | 1276166351
Einbeck, Lower Saxony, Germany | Einbeck | Einbeck | 51.8167 | 9.8667 | Germany | DE | DEU | Lower Saxony |  | 30826 | 1276253461
Eindhoven, Noord-Brabant, Netherlands | Eindhoven | Eindhoven | 51.43 | 5.5 | Netherlands | NL | NLD | Noord-Brabant | minor | 398053 | 1528636212
Einsiedeln, Schwyz, Switzerland | Einsiedeln | Einsiedeln | 47.1278 | 8.7431 | Switzerland | CH | CHE | Schwyz | minor | 15550 | 1756410538
Eirunepé, Amazonas, Brazil | Eirunepé | Eirunepe | -6.66 | -69.8738 | Brazil | BR | BRA | Amazonas |  | 21750 | 1076884388
Eisenach, Thuringia, Germany | Eisenach | Eisenach | 50.9747 | 10.3244 | Germany | DE | DEU | Thuringia | minor | 42370 | 1276000880
Eisenberg, Thuringia, Germany | Eisenberg | Eisenberg | 50.9667 | 11.9 | Germany | DE | DEU | Thuringia | minor | 10885 | 1276013201
Eisenberg, Rhineland-Palatinate, Germany | Eisenberg | Eisenberg | 49.5614 | 8.0725 | Germany | DE | DEU | Rhineland-Palatinate |  | 9264 | 1276928244
Eisenhüttenstadt, Brandenburg, Germany | Eisenhüttenstadt | Eisenhuttenstadt | 52.145 | 14.6728 | Germany | DE | DEU | Brandenburg |  | 24633 | 1276902561
Eisenstadt, Burgenland, Austria | Eisenstadt | Eisenstadt | 47.8456 | 16.5189 | Austria | AT | AUT | Burgenland | admin | 14476 | 1040751740
Eisfeld, Thuringia, Germany | Eisfeld | Eisfeld | 50.4167 | 10.9167 | Germany | DE | DEU | Thuringia |  | 7646 | 1276593412
Eislingen, Baden-Württemberg, Germany | Eislingen | Eislingen | 48.6933 | 9.7067 | Germany | DE | DEU | Baden-Württemberg |  | 20885 | 1276267974
Ejea de los Caballeros, Aragon, Spain | Ejea de los Caballeros | Ejea de los Caballeros | 42.1273 | -1.1384 | Spain | ES | ESP | Aragon |  | 16783 | 1724015222
Ejmiatsin, Armavir, Armenia | Ejmiatsin | Ejmiatsin | 40.1728 | 44.2925 | Armenia | AM | ARM | Armavir |  | 57500 | 1051214432
Ekenäs, Uusimaa, Finland | Ekenäs | Ekenas | 59.975 | 23.4361 | Finland | FI | FIN | Uusimaa |  | 14784 | 1246589382
Ekibastuz, Pavlodar, Kazakhstan | Ekibastuz | Ekibastuz | 51.7298 | 75.3266 | Kazakhstan | KZ | KAZ | Pavlodar |  | 159760 | 1398583266
El Aïoun, Oriental, Morocco | El Aïoun | El Aioun | 34.5853 | -2.5056 | Morocco | MA | MAR | Oriental |  | 41832 | 1504312724
El Arenal, Hidalgo, Mexico | El Arenal | El Arenal | 20.2167 | -98.9167 | Mexico | MX | MEX | Hidalgo |  | 15037 | 1484425146
El Banco, Magdalena, Colombia | El Banco | El Banco | 9.0003 | -73.98 | Colombia | CO | COL | Magdalena | minor | 54522 | 1170111607
El Bayadh, El Bayadh, Algeria | El Bayadh | El Bayadh | 33.6904 | 1.01 | Algeria | DZ | DZA | El Bayadh | admin | 67413 | 1012906892
El Cajon, California, United States | El Cajon | El Cajon | 32.8017 | -116.9605 | United States | US | USA | California |  | 102708 | 1840020618
El Calafate, Santa Cruz, Argentina | El Calafate | El Calafate | -50.3395 | -72.2649 | Argentina | AR | ARG | Santa Cruz | minor | 21132 | 1032210475
El Campo, Texas, United States | El Campo | El Campo | 29.1987 | -96.2724 | United States | US | USA | Texas |  | 11655 | 1840020966
El Carmen de Bolívar, Bolívar, Colombia | El Carmen de Bolívar | El Carmen de Bolivar | 9.7204 | -75.13 | Colombia | CO | COL | Bolívar | minor | 60980 | 1170394868
El Castillo de La Concepción, Río San Juan, Nicaragua | El Castillo de La Concepción | El Castillo de La Concepcion | 11.0178 | -84.4011 | Nicaragua | NI | NIC | Río San Juan |  | 19864 | 1558240788
El Centenario, Baja California Sur, Mexico | El Centenario | El Centenario | 24.1025 | -110.4144 | Mexico | MX | MEX | Baja California Sur |  | 6068 | 1484810855
El Centro, California, United States | El Centro | El Centro | 32.7867 | -115.5586 | United States | US | USA | California |  | 111425 | 1840020630
El Cerrito, California, United States | El Cerrito | El Cerrito | 37.9197 | -122.3025 | United States | US | USA | California |  | 25508 | 1840020275
El Dorado, Sinaloa, Mexico | El Dorado | El Dorado | 24.3228 | -107.363 | Mexico | MX | MEX | Sinaloa |  | 17365 | 1484719986
El Dorado, Arkansas, United States | El Dorado | El Dorado | 33.2184 | -92.664 | United States | US | USA | Arkansas |  | 17706 | 1840013773
El Dorado, Kansas, United States | El Dorado | El Dorado | 37.8209 | -96.8614 | United States | US | USA | Kansas |  | 14648 | 1840001676
El Dorado, Bolívar, Venezuela | El Dorado | El Dorado | 6.7167 | -61.6167 | Venezuela | VE | VEN | Bolívar |  | 2383 | 1862242782
El Dorado Hills, California, United States | El Dorado Hills | El Dorado Hills | 38.675 | -121.049 | United States | US | USA | California |  | 45599 | 1840017565
El Fasher, North Darfur, Sudan | El Fasher | El Fasher | 13.63 | 25.35 | Sudan | SD | SDN | North Darfur | admin | 252609 | 1729372385
El Fuerte, Sinaloa, Mexico | El Fuerte | El Fuerte | 26.4214 | -108.62 | Mexico | MX | MEX | Sinaloa | minor | 12566 | 1484950387
El Fula, Western Kordofan, Sudan | El Fula | El Fula | 11.712 | 28.3462 | Sudan | SD | SDN | Western Kordofan | admin |  | 1729946051
El Geneina, West Darfur, Sudan | El Geneina | El Geneina | 13.45 | 22.44 | Sudan | SD | SDN | West Darfur | admin | 162981 | 1729642412
El Golea, Ghardaïa, Algeria | El Golea | El Golea | 30.5666 | 2.8833 | Algeria | DZ | DZA | Ghardaïa |  | 32049 | 1012834851
El Granada, California, United States | El Granada | El Granada | 37.5134 | -122.466 | United States | US | USA | California |  | 5819 | 1840017624
El Harhoura, Rabat-Salé-Kénitra, Morocco | El Harhoura | El Harhoura | 33.95 | -6.93 | Morocco | MA | MAR | Rabat-Salé-Kénitra |  | 15361 | 1504102801
El Higo, Veracruz, Mexico | El Higo | El Higo | 21.7667 | -98.45 | Mexico | MX | MEX | Veracruz | minor | 7844 | 1484087998
El Jadid, Casablanca-Settat, Morocco | El Jadid | El Jadid | 33.2333 | -8.5 | Morocco | MA | MAR | Casablanca-Settat |  | 194934 | 1504964063
El Kef, Kef, Tunisia | El Kef | El Kef | 36.1826 | 8.7148 | Tunisia | TN | TUN | Kef | admin | 47979 | 1788314833
El Limón, Aragua, Venezuela | El Limón | El Limon | 10.3059 | -67.6321 | Venezuela | VE | VEN | Aragua | minor | 106206 | 1862210475
El Maitén, Buenos Aires, Ciudad Autónoma de, Argentina | El Maitén | El Maiten | -42.05 | -71.1666 | Argentina | AR | ARG | Buenos Aires, Ciudad Autónoma de |  | 4269 | 1032286116
El Manteco, Bolívar, Venezuela | El Manteco | El Manteco | 7.3504 | -62.5333 | Venezuela | VE | VEN | Bolívar |  | 2215 | 1862113510
El Mirage, Arizona, United States | El Mirage | El Mirage | 33.5905 | -112.3271 | United States | US | USA | Arizona |  | 35753 | 1840020562
El Monte, California, United States | El Monte | El Monte | 34.0739 | -118.0291 | United States | US | USA | California |  | 115487 | 1840020480
El Obeid, North Kordofan, Sudan | El Obeid | El Obeid | 13.1833 | 30.2167 | Sudan | SD | SDN | North Kordofan | admin | 418280 | 1729215531
El Oro de Hidalgo, Morelos, Mexico | El Oro de Hidalgo | El Oro de Hidalgo | 19.8008 | -100.1314 | Mexico | MX | MEX | Morelos | minor | 31847 | 1484677445
El Oued, El Oued, Algeria | El Oued | El Oued | 33.3704 | 6.86 | Algeria | DZ | DZA | El Oued | admin | 177497 | 1012148937
El Palqui, Coquimbo, Chile | El Palqui | El Palqui | -30.7679 | -70.9433 | Chile | CL | CHL | Coquimbo |  | 6175 | 1152942704
El Paso, Texas, United States | El Paso | El Paso | 31.8479 | -106.4309 | United States | US | USA | Texas |  | 843386 | 1840023252
El Paso de Robles, California, United States | El Paso de Robles | El Paso de Robles | 35.6394 | -120.656 | United States | US | USA | California |  | 70248 | 1840074847
El Progreso, Yoro, Honduras | El Progreso | El Progreso | 15.4 | -87.8 | Honduras | HN | HND | Yoro |  | 143360 | 1340231948
El Puerto de Santa María, Andalusia, Spain | El Puerto de Santa María | El Puerto de Santa Maria | 36.6015 | -6.2381 | Spain | ES | ESP | Andalusia |  | 88405 | 1724087455
El Qâa, Baalbek-Hermel, Lebanon | El Qâa | El Qaa | 34.3436 | 36.4756 | Lebanon | LB | LBN | Baalbek-Hermel |  | 12000 | 1422667021
El Reno, Oklahoma, United States | El Reno | El Reno | 35.543 | -97.966 | United States | US | USA | Oklahoma |  | 17962 | 1840020420
El Rio, California, United States | El Rio | El Rio | 34.2452 | -119.1568 | United States | US | USA | California |  | 6505 | 1840017913
El Roble, Puntarenas, Costa Rica | El Roble | El Roble | 9.9771 | -84.7443 | Costa Rica | CR | CRI | Puntarenas |  | 15759 | 1188437917
El Rosario, Sinaloa, Mexico | El Rosario | El Rosario | 22.9922 | -105.8572 | Mexico | MX | MEX | Sinaloa | minor | 16002 | 1484373649
El Salto, Durango, Mexico | El Salto | El Salto | 23.7823 | -105.3585 | Mexico | MX | MEX | Durango | minor | 24241 | 1484463833
El Salvador, Misamis Oriental, Philippines | El Salvador | El Salvador | 8.5667 | 124.5167 | Philippines | PH | PHL | Misamis Oriental |  | 50204 | 1608813941
El Segundo, California, United States | El Segundo | El Segundo | 33.9169 | -118.4021 | United States | US | USA | California |  | 16610 | 1840020481
El Seibo, Yuma, Dominican Republic | El Seibo | El Seibo | 18.764 | -69.035 | Dominican Republic | DO | DOM | Yuma | minor | 23547 | 1214331828
El Sobrante, California, United States | El Sobrante | El Sobrante | 33.8724 | -117.4625 | United States | US | USA | California |  | 13966 | 1840075804
El Talar de Pacheco, Buenos Aires, Argentina | El Talar de Pacheco | El Talar de Pacheco | -34.4719 | -58.655 | Argentina | AR | ARG | Buenos Aires |  | 50426 | 1032391611
El Tarf, El Tarf, Algeria | El Tarf | El Tarf | 36.7669 | 8.3136 | Algeria | DZ | DZA | El Tarf | admin | 25594 | 1012205687
El Tigre, Anzoátegui, Venezuela | El Tigre | El Tigre | 8.8858 | -64.2611 | Venezuela | VE | VEN | Anzoátegui | minor | 236566 | 1862428934
El Tocuyo, Lara, Venezuela | El Tocuyo | El Tocuyo | 9.7822 | -69.7931 | Venezuela | VE | VEN | Lara | minor | 41327 | 1862715800
Élancourt, Île-de-France, France | Élancourt | Elancourt | 48.7847 | 1.9589 | France | FR | FRA | Île-de-France |  | 25400 | 1250293935
Elassóna, Thessalía, Greece | Elassóna | Elassona | 39.8947 | 22.1886 | Greece | GR | GRC | Thessalía | minor | 7338 | 1300625964
Elazığ, Elazığ, Turkey | Elazığ | Elazig | 38.6667 | 39.2167 | Turkey | TR | TUR | Elazığ | admin | 421726 | 1792156766
Elbasan, Elbasan, Albania | Elbasan | Elbasan | 41.1125 | 20.0822 | Albania | AL | ALB | Elbasan | admin | 78703 | 1008409270
Elberton, Georgia, United States | Elberton | Elberton | 34.1064 | -82.8705 | United States | US | USA | Georgia |  | 5512 | 1840013651
Elbląg, Warmińsko-Mazurskie, Poland | Elbląg | Elblag | 54.1667 | 19.4 | Poland | PL | POL | Warmińsko-Mazurskie | minor | 122568 | 1616395994
Elbridge, New York, United States | Elbridge | Elbridge | 43.0535 | -76.4389 | United States | US | USA | New York |  | 5761 | 1840004333
Elburn, Illinois, United States | Elburn | Elburn | 41.8838 | -88.4615 | United States | US | USA | Illinois |  | 5997 | 1840011347
Eldama Ravine, Baringo, Kenya | Eldama Ravine | Eldama Ravine | 0.0504 | 35.72 | Kenya | KE | KEN | Baringo |  | 17581 | 1404468256
Eldersburg, Maryland, United States | Eldersburg | Eldersburg | 39.4041 | -76.9529 | United States | US | USA | Maryland |  | 31454 | 1840005698
Elderslie, Renfrewshire, United Kingdom | Elderslie | Elderslie | 55.8306 | -4.4842 | United Kingdom | GB | GBR | Renfrewshire |  | 5634 | 1826117345
Eldikan, Sakha (Yakutiya), Russia | Eldikan | Eldikan | 60.8 | 135.1833 | Russia | RU | RUS | Sakha (Yakutiya) |  | 1516 | 1643197422
Eldorado, Misiones, Argentina | Eldorado | Eldorado | -26.4 | -54.6333 | Argentina | AR | ARG | Misiones | minor | 17365 | 1032056096
Eldorado, São Paulo, Brazil | Eldorado | Eldorado | -24.52 | -48.1081 | Brazil | BR | BRA | São Paulo |  | 15339 | 1076129715
Eldorado at Santa Fe, New Mexico, United States | Eldorado at Santa Fe | Eldorado at Santa Fe | 35.5273 | -105.934 | United States | US | USA | New Mexico |  | 5999 | 1840033719
Eldoret, Uasin Gishu, Kenya | Eldoret | Eldoret | 0.5167 | 35.2833 | Kenya | KE | KEN | Uasin Gishu | admin | 193830 | 1404676289
Eldridge, Iowa, United States | Eldridge | Eldridge | 41.639 | -90.5809 | United States | US | USA | Iowa |  | 6846 | 1840008182
Elefsína, Attikí, Greece | Elefsína | Elefsina | 38.0414 | 23.5453 | Greece | GR | GRC | Attikí | minor | 24910 | 1300591853
Elektrėnai, Elektrénai, Lithuania | Elektrėnai | Elektrenai | 54.7886 | 24.6612 | Lithuania | LT | LTU | Elektrénai | admin | 11156 | 1440272776
Elektrogorsk, Moskovskaya Oblast’, Russia | Elektrogorsk | Elektrogorsk | 55.8833 | 38.7833 | Russia | RU | RUS | Moskovskaya Oblast’ |  | 22950 | 1643526255
Elektrostal, Moskovskaya Oblast’, Russia | Elektrostal | Elektrostal | 55.8 | 38.45 | Russia | RU | RUS | Moskovskaya Oblast’ |  | 158508 | 1643790299
Elektrougli, Moskovskaya Oblast’, Russia | Elektrougli | Elektrougli | 55.7167 | 38.2167 | Russia | RU | RUS | Moskovskaya Oblast’ |  | 20823 | 1643003501
Elena, Veliko Tarnovo, Bulgaria | Elena | Elena | 42.9297 | 25.8772 | Bulgaria | BG | BGR | Veliko Tarnovo |  | 5742 | 1100928563
Elfers, Florida, United States | Elfers | Elfers | 28.214 | -82.723 | United States | US | USA | Florida |  | 12637 | 1840013122
Elgin, Illinois, United States | Elgin | Elgin | 42.0385 | -88.3229 | United States | US | USA | Illinois |  | 110849 | 1840008134
Elgin, Moray, United Kingdom | Elgin | Elgin | 57.65 | -3.315 | United Kingdom | GB | GBR | Moray |  | 24320 | 1826386055
Elgin, Texas, United States | Elgin | Elgin | 30.352 | -97.3879 | United States | US | USA | Texas |  | 12733 | 1840020903
Elhovo, Yambol, Bulgaria | Elhovo | Elhovo | 42.1719 | 26.5658 | Bulgaria | BG | BGR | Yambol |  | 10929 | 1100602957
Elias Fausto, São Paulo, Brazil | Elias Fausto | Elias Fausto | -23.0588 | -47.3878 | Brazil | BR | BRA | São Paulo |  | 17085 | 1076412113
Elin Pelin, Sofia, Bulgaria | Elin Pelin | Elin Pelin | 42.6689 | 23.6025 | Bulgaria | BG | BGR | Sofia |  | 7189 | 1100619917
Eliot, Maine, United States | Eliot | Eliot | 43.1488 | -70.786 | United States | US | USA | Maine |  | 6484 | 1840052811
Elista, Kalmykiya, Russia | Elista | Elista | 46.3167 | 44.2667 | Russia | RU | RUS | Kalmykiya | admin | 103132 | 1643581064
Elizabeth, New Jersey, United States | Elizabeth | Elizabeth | 40.6657 | -74.1912 | United States | US | USA | New Jersey |  | 129216 | 1840003613
Elizabeth City, North Carolina, United States | Elizabeth City | Elizabeth City | 36.2943 | -76.2361 | United States | US | USA | North Carolina |  | 22711 | 1840013315
Elizabethton, Tennessee, United States | Elizabethton | Elizabethton | 36.3367 | -82.2369 | United States | US | USA | Tennessee |  | 13509 | 1840013314
Elizabethtown, Kentucky, United States | Elizabethtown | Elizabethtown | 37.703 | -85.877 | United States | US | USA | Kentucky |  | 78002 | 1840013218
Elizabethtown, Pennsylvania, United States | Elizabethtown | Elizabethtown | 40.1534 | -76.5991 | United States | US | USA | Pennsylvania |  | 11445 | 1840003716
Elizabethtown-Kitley, Ontario, Canada | Elizabethtown-Kitley | Elizabethtown-Kitley | 44.7 | -75.8833 | Canada | CA | CAN | Ontario |  | 9854 | 1124001450
Ełk, Warmińsko-Mazurskie, Poland | Ełk | Elk | 53.8167 | 22.35 | Poland | PL | POL | Warmińsko-Mazurskie | minor | 60621 | 1616783003
Elk City, Oklahoma, United States | Elk City | Elk City | 35.385 | -99.4331 | United States | US | USA | Oklahoma |  | 10746 | 1840020437
Elk Grove, California, United States | Elk Grove | Elk Grove | 38.416 | -121.3842 | United States | US | USA | California |  | 174775 | 1840020245
Elk Grove Village, Illinois, United States | Elk Grove Village | Elk Grove Village | 42.0063 | -87.9921 | United States | US | USA | Illinois |  | 32400 | 1840011271
Elk Plain, Washington, United States | Elk Plain | Elk Plain | 47.0448 | -122.3671 | United States | US | USA | Washington |  | 14065 | 1840037546
Elk River, Minnesota, United States | Elk River | Elk River | 45.3314 | -93.567 | United States | US | USA | Minnesota |  | 25213 | 1840007794
Elkhart, Indiana, United States | Elkhart | Elkhart | 41.6916 | -85.9628 | United States | US | USA | Indiana |  | 147567 | 1840008187
Elkhorn, Wisconsin, United States | Elkhorn | Elkhorn | 42.6711 | -88.5377 | United States | US | USA | Wisconsin |  | 12404 | 1840002480
Elkin, North Carolina, United States | Elkin | Elkin | 36.2621 | -80.8441 | United States | US | USA | North Carolina |  | 6536 | 1840016031
Elkins, West Virginia, United States | Elkins | Elkins | 38.9237 | -79.854 | United States | US | USA | West Virginia |  | 10899 | 1840005991
Elko, Nevada, United States | Elko | Elko | 40.8387 | -115.7674 | United States | US | USA | Nevada |  | 21179 | 1840020120
Elkridge, Maryland, United States | Elkridge | Elkridge | 39.1941 | -76.7427 | United States | US | USA | Maryland |  | 20519 | 1840005801
Elkton, Maryland, United States | Elkton | Elkton | 39.6067 | -75.8208 | United States | US | USA | Maryland |  | 15622 | 1840005635
Elland, Calderdale, United Kingdom | Elland | Elland | 53.683 | -1.84 | United Kingdom | GB | GBR | Calderdale |  | 11676 | 1826432819
Ellensburg, Washington, United States | Ellensburg | Ellensburg | 46.9994 | -120.5477 | United States | US | USA | Washington |  | 24377 | 1840019841
Ellenville, New York, United States | Ellenville | Ellenville | 41.7009 | -74.3609 | United States | US | USA | New York |  | 6384 | 1840004733
Ellesmere Port, Cheshire West and Chester, United Kingdom | Ellesmere Port | Ellesmere Port | 53.279 | -2.897 | United Kingdom | GB | GBR | Cheshire West and Chester |  | 55715 | 1826938401
Ellettsville, Indiana, United States | Ellettsville | Ellettsville | 39.2322 | -86.6232 | United States | US | USA | Indiana |  | 6747 | 1840010665
Ellicott, New York, United States | Ellicott | Ellicott | 42.133 | -79.2361 | United States | US | USA | New York |  | 8443 | 1840058075
Ellicott City, Maryland, United States | Ellicott City | Ellicott City | 39.2773 | -76.8344 | United States | US | USA | Maryland |  | 72247 | 1840005802
Ellington, Connecticut, United States | Ellington | Ellington | 41.9151 | -72.4485 | United States | US | USA | Connecticut |  | 16041 | 1840004744
Elliot Lake, Ontario, Canada | Elliot Lake | Elliot Lake | 46.3833 | -82.65 | Canada | CA | CAN | Ontario |  | 10741 | 1124793448
Ellisville, Missouri, United States | Ellisville | Ellisville | 38.5897 | -90.5884 | United States | US | USA | Missouri |  | 9862 | 1840008581
Ellon, Aberdeenshire, United Kingdom | Ellon | Ellon | 57.366 | -2.086 | United Kingdom | GB | GBR | Aberdeenshire |  | 9860 | 1826126945
Ellore, Andhra Pradesh, India | Ellore | Ellore | 16.7 | 81.1 | India | IN | IND | Andhra Pradesh |  | 203780 | 1356931882
Ellrich, Thuringia, Germany | Ellrich | Ellrich | 51.5856 | 10.6681 | Germany | DE | DEU | Thuringia |  | 5543 | 1276608449
Ellsworth, Maine, United States | Ellsworth | Ellsworth | 44.5847 | -68.4875 | United States | US | USA | Maine |  | 8180 | 1840000281
Ellwood City, Pennsylvania, United States | Ellwood City | Ellwood City | 40.8619 | -80.283 | United States | US | USA | Pennsylvania |  | 11962 | 1840000937
Elm Grove, Wisconsin, United States | Elm Grove | Elm Grove | 43.0479 | -88.0867 | United States | US | USA | Wisconsin |  | 6136 | 1840003011
Elma, New York, United States | Elma | Elma | 42.8231 | -78.6371 | United States | US | USA | New York |  | 11718 | 1840058079
Elmhurst, Illinois, United States | Elmhurst | Elmhurst | 41.8973 | -87.9432 | United States | US | USA | Illinois |  | 46746 | 1840008142
Elmira, New York, United States | Elmira | Elmira | 42.0938 | -76.8097 | United States | US | USA | New York |  | 62989 | 1840000472
Elmont, New York, United States | Elmont | Elmont | 40.7033 | -73.7078 | United States | US | USA | New York |  | 36028 | 1840005226
Elmsford, New York, United States | Elmsford | Elmsford | 41.0541 | -73.8143 | United States | US | USA | New York |  | 5216 | 1840004953
Elmshorn, Schleswig-Holstein, Germany | Elmshorn | Elmshorn | 53.7547 | 9.6536 | Germany | DE | DEU | Schleswig-Holstein |  | 49883 | 1276091723
Elmwood, Louisiana, United States | Elmwood | Elmwood | 29.9555 | -90.188 | United States | US | USA | Louisiana |  | 5525 | 1840031147
Elmwood Park, Illinois, United States | Elmwood Park | Elmwood Park | 41.9225 | -87.8163 | United States | US | USA | Illinois |  | 24098 | 1840011272
Elmwood Park, New Jersey, United States | Elmwood Park | Elmwood Park | 40.905 | -74.1201 | United States | US | USA | New Jersey |  | 19966 | 1840003544
Elon, North Carolina, United States | Elon | Elon | 36.1014 | -79.5085 | United States | US | USA | North Carolina |  | 12232 | 1840016143
Eloy, Arizona, United States | Eloy | Eloy | 32.747 | -111.5991 | United States | US | USA | Arizona |  | 19625 | 1840020628
Elsa, Texas, United States | Elsa | Elsa | 26.2978 | -97.9936 | United States | US | USA | Texas |  | 7174 | 1840021021
Elsdorf, North Rhine-Westphalia, Germany | Elsdorf | Elsdorf | 50.9333 | 6.5667 | Germany | DE | DEU | North Rhine-Westphalia |  | 21663 | 1276581538
Elsfleth, Lower Saxony, Germany | Elsfleth | Elsfleth | 53.2333 | 8.4667 | Germany | DE | DEU | Lower Saxony |  | 9105 | 1276056093
Elsmere, Delaware, United States | Elsmere | Elsmere | 39.7385 | -75.5946 | United States | US | USA | Delaware |  | 5872 | 1840005574
Elsmere, Kentucky, United States | Elsmere | Elsmere | 38.9949 | -84.6017 | United States | US | USA | Kentucky |  | 8595 | 1840013167
Elsterwerda, Brandenburg, Germany | Elsterwerda | Elsterwerda | 51.4578 | 13.5239 | Germany | DE | DEU | Brandenburg |  | 7856 | 1276068223
Elstree, Hertfordshire, United Kingdom | Elstree | Elstree | 51.64 | -0.3 | United Kingdom | GB | GBR | Hertfordshire |  | 5110 | 1826109964
Eltham, Greenwich, United Kingdom | Eltham | Eltham | 51.451 | 0.052 | United Kingdom | GB | GBR | Greenwich |  | 48964 | 1826707596
Eltmann, Bavaria, Germany | Eltmann | Eltmann | 49.9718 | 10.6666 | Germany | DE | DEU | Bavaria |  | 5299 | 1276848886
Elva, Tartumaa, Estonia | Elva | Elva | 58.2275 | 26.4158 | Estonia | EE | EST | Tartumaa | minor | 5669 | 1233576584
Elvas, Portalegre, Portugal | Elvas | Elvas | 38.88 | -7.1628 | Portugal | PT | PRT | Portalegre | minor | 20706 | 1620193707
Elverta, California, United States | Elverta | Elverta | 38.7185 | -121.4455 | United States | US | USA | California |  | 5821 | 1840024623
Elverum, Hedmark, Norway | Elverum | Elverum | 60.8833 | 11.5667 | Norway | NO | NOR | Hedmark | minor | 15117 | 1578144824
Elwood, New York, United States | Elwood | Elwood | 40.8462 | -73.3389 | United States | US | USA | New York |  | 11439 | 1840005008
Elwood, Indiana, United States | Elwood | Elwood | 40.2744 | -85.837 | United States | US | USA | Indiana |  | 9180 | 1840008364
Ely, Cambridgeshire, United Kingdom | Ely | Ely | 52.3981 | 0.2622 | United Kingdom | GB | GBR | Cambridgeshire |  | 20112 | 1826009346
Elyria, Ohio, United States | Elyria | Elyria | 41.3761 | -82.1063 | United States | US | USA | Ohio |  | 53757 | 1840000643
Elzach, Baden-Württemberg, Germany | Elzach | Elzach | 48.1747 | 8.0717 | Germany | DE | DEU | Baden-Württemberg |  | 7242 | 1276906927
Elze, Lower Saxony, Germany | Elze | Elze | 52.1167 | 9.7333 | Germany | DE | DEU | Lower Saxony |  | 8939 | 1276949287
Emba, Aqtöbe, Kazakhstan | Emba | Emba | 48.8268 | 58.1442 | Kazakhstan | KZ | KAZ | Aqtöbe |  | 18760 | 1398915734
Embu, Embu, Kenya | Embu | Embu | -0.5333 | 37.45 | Kenya | KE | KEN | Embu | admin | 41092 | 1404376456
Embu-Guaçu, São Paulo, Brazil | Embu-Guaçu | Embu-Guacu | -23.8322 | -46.8117 | Brazil | BR | BRA | São Paulo |  | 67296 | 1076814441
Emden, Lower Saxony, Germany | Emden | Emden | 53.3669 | 7.2061 | Germany | DE | DEU | Lower Saxony | minor | 49913 | 1276309938
Emerald, Queensland, Australia | Emerald | Emerald | -23.5167 | 148.15 | Australia | AU | AUS | Queensland |  | 14119 | 1036124660
Emerald, Victoria, Australia | Emerald | Emerald | -37.9331 | 145.437 | Australia | AU | AUS | Victoria |  | 5778 | 1036823239
Emerson, New Jersey, United States | Emerson | Emerson | 40.9748 | -74.0239 | United States | US | USA | New Jersey |  | 7596 | 1840003545
Emeryville, California, United States | Emeryville | Emeryville | 37.8382 | -122.2932 | United States | US | USA | California |  | 12086 | 1840020291
Emiliano Zapata, Morelos, Mexico | Emiliano Zapata | Emiliano Zapata | 18.8667 | -99.15 | Mexico | MX | MEX | Morelos | minor | 39702 | 1484666092
Emiliano Zapata, Hidalgo, Mexico | Emiliano Zapata | Emiliano Zapata | 19.65 | -98.55 | Mexico | MX | MEX | Hidalgo | minor | 12309 | 1484053015
Əmircan, Bakı, Azerbaijan | Əmircan | Amircan | 40.4236 | 49.9886 | Azerbaijan | AZ | AZE | Bakı |  | 29800 | 1031561618
Emirdağ, Afyonkarahisar, Turkey | Emirdağ | Emirdag | 39.0197 | 31.15 | Turkey | TR | TUR | Afyonkarahisar | minor | 37817 | 1792515671
Emmaus, Pennsylvania, United States | Emmaus | Emmaus | 40.5352 | -75.4978 | United States | US | USA | Pennsylvania |  | 11467 | 1840001048
Emmen, Luzern, Switzerland | Emmen | Emmen | 47.0772 | 8.3 | Switzerland | CH | CHE | Luzern |  | 29292 | 1756487266
Emmendingen, Baden-Württemberg, Germany | Emmendingen | Emmendingen | 48.1214 | 7.8492 | Germany | DE | DEU | Baden-Württemberg | minor | 27882 | 1276708263
Emmett, Idaho, United States | Emmett | Emmett | 43.8685 | -116.489 | United States | US | USA | Idaho |  | 9889 | 1840020000
Emmiganūr, Andhra Pradesh, India | Emmiganūr | Emmiganur | 15.7333 | 77.4833 | India | IN | IND | Andhra Pradesh |  | 95149 | 1356089591
Emmitsburg, Maryland, United States | Emmitsburg | Emmitsburg | 39.7051 | -77.3216 | United States | US | USA | Maryland |  | 7235 | 1840005708
Empalme, Sonora, Mexico | Empalme | Empalme | 27.9617 | -110.8125 | Mexico | MX | MEX | Sonora | minor | 42516 | 1484366250
Emporia, Kansas, United States | Emporia | Emporia | 38.4028 | -96.1924 | United States | US | USA | Kansas |  | 24513 | 1840001652
Emporia, Virginia, United States | Emporia | Emporia | 36.6953 | -77.5356 | United States | US | USA | Virginia |  | 6443 | 1840003875
Emsdetten, North Rhine-Westphalia, Germany | Emsdetten | Emsdetten | 52.1728 | 7.5344 | Germany | DE | DEU | North Rhine-Westphalia |  | 36012 | 1276439566
Emsworth, Hampshire, United Kingdom | Emsworth | Emsworth | 50.849 | -0.938 | United Kingdom | GB | GBR | Hampshire |  | 9492 | 1826718241
Emu Plains, New South Wales, Australia | Emu Plains | Emu Plains | -33.7483 | 150.6678 | Australia | AU | AUS | New South Wales |  | 8421 | 1036920187
Ena, Gifu, Japan | Ena | Ena | 35.4494 | 137.4128 | Japan | JP | JPN | Gifu |  | 48777 | 1392686294
Encamp, Encamp, Andorra | Encamp | Encamp | 42.5167 | 1.5667 | Andorra | AD | AND | Encamp | admin |  | 1020417470
Encarnación, Itapúa, Paraguay | Encarnación | Encarnacion | -27.3333 | -55.8667 | Paraguay | PY | PRY | Itapúa | admin | 136308 | 1600377819
Encheng, Guangdong, China | Encheng | Encheng | 22.1879 | 112.3131 | China | CN | CHN | Guangdong | minor | 492814 | 1156653230
Encinitas, California, United States | Encinitas | Encinitas | 33.049 | -117.2613 | United States | US | USA | California |  | 62709 | 1840020619
Encs, Borsod-Abaúj-Zemplén, Hungary | Encs | Encs | 48.3306 | 21.1217 | Hungary | HU | HUN | Borsod-Abaúj-Zemplén | minor | 6254 | 1348493605
Ende, Nusa Tenggara Timur, Indonesia | Ende | Ende | -8.8333 | 121.65 | Indonesia | ID | IDN | Nusa Tenggara Timur | minor | 77205 | 1360796329
Enderby, Leicestershire, United Kingdom | Enderby | Enderby | 52.5881 | -1.2092 | United Kingdom | GB | GBR | Leicestershire |  | 6314 | 1826688106
Endicott, New York, United States | Endicott | Endicott | 42.098 | -76.0639 | United States | US | USA | New York |  | 12532 | 1840004664
Endwell, New York, United States | Endwell | Endwell | 42.1185 | -76.0219 | United States | US | USA | New York |  | 11641 | 1840004657
Enerhodar, Zaporiz’ka Oblast’, Ukraine | Enerhodar | Enerhodar | 47.4989 | 34.6558 | Ukraine | UA | UKR | Zaporiz’ka Oblast’ | minor | 53567 | 1804819053
Enfield, Enfield, United Kingdom | Enfield | Enfield | 51.6522 | -0.0808 | United Kingdom | GB | GBR | Enfield |  | 132640 | 1826362409
Enfield, Connecticut, United States | Enfield | Enfield | 41.9839 | -72.5548 | United States | US | USA | Connecticut |  | 44455 | 1840033630
Enfield Lock, Enfield, United Kingdom | Enfield Lock | Enfield Lock | 51.6686 | -0.026 | United Kingdom | GB | GBR | Enfield |  | 16469 | 1826581952
Engels, Saratovskaya Oblast’, Russia | Engels | Engels | 51.4667 | 46.1167 | Russia | RU | RUS | Saratovskaya Oblast’ |  | 225752 | 1643653861
Engen, Baden-Württemberg, Germany | Engen | Engen | 47.8528 | 8.7714 | Germany | DE | DEU | Baden-Württemberg |  | 10796 | 1276209924
Engenheiro Coelho, São Paulo, Brazil | Engenheiro Coelho | Engenheiro Coelho | -22.4883 | -47.215 | Brazil | BR | BRA | São Paulo |  | 18611 | 1076001478
Enger, North Rhine-Westphalia, Germany | Enger | Enger | 52.1333 | 8.5667 | Germany | DE | DEU | North Rhine-Westphalia |  | 20461 | 1276241559
Englefield Green, Surrey, United Kingdom | Englefield Green | Englefield Green | 51.4301 | -0.5699 | United Kingdom | GB | GBR | Surrey |  | 10607 | 1826887313
Englewood, Colorado, United States | Englewood | Englewood | 39.6468 | -104.9942 | United States | US | USA | Colorado |  | 34917 | 1840020211
Englewood, New Jersey, United States | Englewood | Englewood | 40.8917 | -73.9736 | United States | US | USA | New Jersey |  | 28402 | 1840003546
Englewood, Florida, United States | Englewood | Englewood | 26.9603 | -82.3535 | United States | US | USA | Florida |  | 15252 | 1840013127
Englewood, Ohio, United States | Englewood | Englewood | 39.8644 | -84.3071 | United States | US | USA | Ohio |  | 13435 | 1840008435
Englewood Cliffs, New Jersey, United States | Englewood Cliffs | Englewood Cliffs | 40.8822 | -73.9466 | United States | US | USA | New Jersey |  | 5354 | 1840003547
Enid, Oklahoma, United States | Enid | Enid | 36.4061 | -97.8701 | United States | US | USA | Oklahoma |  | 47907 | 1840020373
Ennepetal, North Rhine-Westphalia, Germany | Ennepetal | Ennepetal | 51.3021 | 7.3425 | Germany | DE | DEU | North Rhine-Westphalia |  | 30075 | 1276394678
Ennigerloh, North Rhine-Westphalia, Germany | Ennigerloh | Ennigerloh | 51.8367 | 8.0256 | Germany | DE | DEU | North Rhine-Westphalia |  | 19829 | 1276421778
Ennis, Clare, Ireland | Ennis | Ennis | 52.8463 | -8.9807 | Ireland | IE | IRL | Clare | admin |  | 1372255646
Ennis, Texas, United States | Ennis | Ennis | 32.3255 | -96.635 | United States | US | USA | Texas |  | 20077 | 1840020754
Enns, Oberösterreich, Austria | Enns | Enns | 48.2167 | 14.475 | Austria | AT | AUT | Oberösterreich |  | 11937 | 1040630607
Enoch, Utah, United States | Enoch | Enoch | 37.767 | -113.0449 | United States | US | USA | Utah |  | 7180 | 1840020273
Enola, Pennsylvania, United States | Enola | Enola | 40.2908 | -76.9348 | United States | US | USA | Pennsylvania |  | 6574 | 1840005483
Ensenada, Baja California, Mexico | Ensenada | Ensenada | 31.8578 | -116.6058 | Mexico | MX | MEX | Baja California | minor | 522768 | 1484714297
Ensley, Florida, United States | Ensley | Ensley | 30.5261 | -87.2735 | United States | US | USA | Florida |  | 22844 | 1840013104
Entebbe, Wakiso, Uganda | Entebbe | Entebbe | 0.05 | 32.46 | Uganda | UG | UGA | Wakiso |  | 69958 | 1800535915
Enterprise, Nevada, United States | Enterprise | Enterprise | 36.0164 | -115.2208 | United States | US | USA | Nevada |  | 164314 | 1840033827
Enterprise, Alabama, United States | Enterprise | Enterprise | 31.3276 | -85.8459 | United States | US | USA | Alabama |  | 38914 | 1840001548
Entre Ríos, Tarija, Bolivia | Entre Ríos | Entre Rios | -21.53 | -64.19 | Bolivia | BO | BOL | Tarija |  | 2685 | 1068494403
Entroncamento, Santarém, Portugal | Entroncamento | Entroncamento | 39.4667 | -8.4667 | Portugal | PT | PRT | Santarém | minor | 20206 | 1620318542
Enugu, Enugu, Nigeria | Enugu | Enugu | 6.4403 | 7.4942 | Nigeria | NG | NGA | Enugu | admin | 715774 | 1566212729
Enumclaw, Washington, United States | Enumclaw | Enumclaw | 47.2017 | -121.9897 | United States | US | USA | Washington |  | 12190 | 1840019825
Enurmino, Chukotskiy Avtonomnyy Okrug, Russia | Enurmino | Enurmino | 66.95 | -171.8166 | Russia | RU | RUS | Chukotskiy Avtonomnyy Okrug |  | 297 | 1643693470
Enying, Fejér, Hungary | Enying | Enying | 46.9296 | 18.243 | Hungary | HU | HUN | Fejér | minor | 6655 | 1348527259
Epanomí, Kentrikí Makedonía, Greece | Epanomí | Epanomi | 40.4261 | 22.9281 | Greece | GR | GRC | Kentrikí Makedonía |  | 8979 | 1300802037
Epazoyucan, Hidalgo, Mexico | Epazoyucan | Epazoyucan | 20.0177 | -98.6361 | Mexico | MX | MEX | Hidalgo | minor | 11522 | 1484543443
Épernay, Grand Est, France | Épernay | Epernay | 49.0403 | 3.96 | France | FR | FRA | Grand Est | minor | 22671 | 1250669330
Ephraim, Utah, United States | Ephraim | Ephraim | 39.3564 | -111.5847 | United States | US | USA | Utah |  | 6886 | 1840020202
Ephrata, Pennsylvania, United States | Ephrata | Ephrata | 40.1812 | -76.1811 | United States | US | USA | Pennsylvania |  | 13862 | 1840003717
Ephrata, Washington, United States | Ephrata | Ephrata | 47.3122 | -119.534 | United States | US | USA | Washington |  | 7383 | 1840019813
Épinal, Grand Est, France | Épinal | Epinal | 48.1744 | 6.4512 | France | FR | FRA | Grand Est | minor | 93184 | 1250137888
Épinay-sur-Seine, Île-de-France, France | Épinay-sur-Seine | Epinay-sur-Seine | 48.9553 | 2.3092 | France | FR | FRA | Île-de-France |  | 55084 | 1250904959
Eppelheim, Baden-Württemberg, Germany | Eppelheim | Eppelheim | 49.4011 | 8.6297 | Germany | DE | DEU | Baden-Württemberg |  | 15177 | 1276579726
Epping, Essex, United Kingdom | Epping | Epping | 51.7004 | 0.1087 | United Kingdom | GB | GBR | Essex |  | 11047 | 1826234838
Epping, New Hampshire, United States | Epping | Epping | 43.0501 | -71.0747 | United States | US | USA | New Hampshire |  | 6945 | 1840054819
Eppingen, Baden-Württemberg, Germany | Eppingen | Eppingen | 49.1333 | 8.9167 | Germany | DE | DEU | Baden-Württemberg |  | 21819 | 1276844300
Eppstein, Hesse, Germany | Eppstein | Eppstein | 50.1401 | 8.392 | Germany | DE | DEU | Hesse |  | 13655 | 1276417820
Epsom, Surrey, United Kingdom | Epsom | Epsom | 51.336 | -0.267 | United Kingdom | GB | GBR | Surrey |  | 31489 | 1826078283
Eraclea, Veneto, Italy | Eraclea | Eraclea | 45.6381 | 12.6583 | Italy | IT | ITA | Veneto |  | 90000 | 1380571098
Erbach, Hesse, Germany | Erbach | Erbach | 49.6569 | 8.9931 | Germany | DE | DEU | Hesse | minor | 13666 | 1276643067
Erbach, Baden-Württemberg, Germany | Erbach | Erbach | 48.3281 | 9.8878 | Germany | DE | DEU | Baden-Württemberg |  | 13453 | 1276634303
Erbendorf, Bavaria, Germany | Erbendorf | Erbendorf | 49.8333 | 12.05 | Germany | DE | DEU | Bavaria |  | 5085 | 1276136399
Erbil, Arbīl, Iraq | Erbil | Erbil | 36.1911 | 44.0094 | Iraq | IQ | IRQ | Arbīl | admin | 852500 | 1368578192
Ercsi, Fejér, Hungary | Ercsi | Ercsi | 47.2496 | 18.891 | Hungary | HU | HUN | Fejér |  | 8065 | 1348286833
Érd, Pest, Hungary | Érd | Erd | 47.3833 | 18.9167 | Hungary | HU | HUN | Pest | minor | 66892 | 1348575496
Erdenet, Orhon, Mongolia | Erdenet | Erdenet | 49.0278 | 104.0444 | Mongolia | MN | MNG | Orhon | admin | 79647 | 1496374417
Erding, Bavaria, Germany | Erding | Erding | 48.3001 | 11.9082 | Germany | DE | DEU | Bavaria | minor | 36469 | 1276458355
Erdington, Birmingham, United Kingdom | Erdington | Erdington | 52.5236 | -1.8378 | United Kingdom | GB | GBR | Birmingham |  | 22828 | 1826744205
Erechim, Rio Grande do Sul, Brazil | Erechim | Erechim | -27.63 | -52.27 | Brazil | BR | BRA | Rio Grande do Sul |  | 96087 | 1076359548
Ereğli, Zonguldak, Turkey | Ereğli | Eregli | 41.2583 | 31.425 | Turkey | TR | TUR | Zonguldak | minor | 175605 | 1792160689
Ereğli, Konya, Turkey | Ereğli | Eregli | 37.5058 | 34.0517 | Turkey | TR | TUR | Konya | minor | 145389 | 1792110470
Ereymentaū, Aqmola, Kazakhstan | Ereymentaū | Ereymentau | 51.6303 | 73.1049 | Kazakhstan | KZ | KAZ | Aqmola |  | 25141 | 1398103059
Erfelek, Sinop, Turkey | Erfelek | Erfelek | 41.8793 | 34.9184 | Turkey | TR | TUR | Sinop | minor | 12049 | 1792532648
Erftstadt, North Rhine-Westphalia, Germany | Erftstadt | Erftstadt | 50.8167 | 6.7667 | Germany | DE | DEU | North Rhine-Westphalia |  | 49801 | 1276479094
Erfurt, Thuringia, Germany | Erfurt | Erfurt | 50.9787 | 11.0328 | Germany | DE | DEU | Thuringia | admin | 203254 | 1276924655
Ērgļi, Ērgļu Novads, Latvia | Ērgļi | Ergli | 56.8988 | 25.6429 | Latvia | LV | LVA | Ērgļu Novads | admin |  | 1428672513
Erie, Pennsylvania, United States | Erie | Erie | 42.1168 | -80.0733 | United States | US | USA | Pennsylvania |  | 184484 | 1840000478
Erie, Colorado, United States | Erie | Erie | 40.0403 | -105.0398 | United States | US | USA | Colorado |  | 27003 | 1840021362
Erin, Ontario, Canada | Erin | Erin | 43.7667 | -80.0667 | Canada | CA | CAN | Ontario |  | 11439 | 1124418313
Erith, Bexley, United Kingdom | Erith | Erith | 51.48 | 0.1778 | United Kingdom | GB | GBR | Bexley |  | 45345 | 1826991631
Erkelenz, North Rhine-Westphalia, Germany | Erkelenz | Erkelenz | 51.08 | 6.3156 | Germany | DE | DEU | North Rhine-Westphalia |  | 43364 | 1276067473
Erkner, Brandenburg, Germany | Erkner | Erkner | 52.4167 | 13.75 | Germany | DE | DEU | Brandenburg |  | 11815 | 1276566171
Erkrath, North Rhine-Westphalia, Germany | Erkrath | Erkrath | 51.2239 | 6.9147 | Germany | DE | DEU | North Rhine-Westphalia |  | 44384 | 1276917229
Erlangen, Bavaria, Germany | Erlangen | Erlangen | 49.5964 | 11.0044 | Germany | DE | DEU | Bavaria | minor | 111962 | 1276339482
Erlanger, Kentucky, United States | Erlanger | Erlanger | 39.0109 | -84.5864 | United States | US | USA | Kentucky |  | 19246 | 1840013168
Erlenbach am Main, Bavaria, Germany | Erlenbach am Main | Erlenbach am Main | 49.8039 | 9.1639 | Germany | DE | DEU | Bavaria |  | 10227 | 1276645888
Erlensee, Hesse, Germany | Erlensee | Erlensee | 50.1635 | 8.9808 | Germany | DE | DEU | Hesse |  | 14899 | 1276495268
Ermezinde, Porto, Portugal | Ermezinde | Ermezinde | 41.2133 | -8.5472 | Portugal | PT | PRT | Porto |  | 38798 | 1620357803
Ermont, Île-de-France, France | Ermont | Ermont | 48.9922 | 2.2603 | France | FR | FRA | Île-de-France |  | 29108 | 1250549360
Ermoúpoli, Notío Aigaío, Greece | Ermoúpoli | Ermoupoli | 37.4504 | 24.9333 | Greece | GR | GRC | Notío Aigaío | admin | 12260 | 1300072209
Erode, Tamil Nādu, India | Erode | Erode | 11.3408 | 77.7172 | India | IN | IND | Tamil Nādu |  | 151184 | 1356040695
Erquelinnes, Wallonia, Belgium | Erquelinnes | Erquelinnes | 50.3101 | 4.1219 | Belgium | BE | BEL | Wallonia |  | 9940 | 1056578378
Errachidia, Drâa-Tafilalet, Morocco | Errachidia | Errachidia | 31.9319 | -4.4244 | Morocco | MA | MAR | Drâa-Tafilalet | admin | 92374 | 1504005759
Ersekë, Korçë, Albania | Ersekë | Erseke | 40.3333 | 20.6833 | Albania | AL | ALB | Korçë |  | 3746 | 1008049831
Ershui, Changhua, Taiwan | Ershui | Ershui | 23.8167 | 120.6167 | Taiwan | TW | TWN | Changhua |  | 15240 | 1158555502
Ertil, Voronezhskaya Oblast’, Russia | Ertil | Ertil | 51.8333 | 40.8 | Russia | RU | RUS | Voronezhskaya Oblast’ |  | 10265 | 1643566170
Ertis, Pavlodar, Kazakhstan | Ertis | Ertis | 53.3167 | 75.45 | Kazakhstan | KZ | KAZ | Pavlodar |  | 7772 | 1398172080
Erwin, Tennessee, United States | Erwin | Erwin | 36.1456 | -82.4115 | United States | US | USA | Tennessee |  | 9500 | 1840016130
Erwin, New York, United States | Erwin | Erwin | 42.138 | -77.1415 | United States | US | USA | New York |  | 8313 | 1840087416
Erwin, North Carolina, United States | Erwin | Erwin | 35.3226 | -78.6734 | United States | US | USA | North Carolina |  | 5156 | 1840016328
Erwitte, North Rhine-Westphalia, Germany | Erwitte | Erwitte | 51.6167 | 8.3497 | Germany | DE | DEU | North Rhine-Westphalia |  | 16045 | 1276225862
Erzin, Hatay, Turkey | Erzin | Erzin | 36.9539 | 36.2022 | Turkey | TR | TUR | Hatay | minor | 41368 | 1792613172
Erzincan, Erzincan, Turkey | Erzincan | Erzincan | 39.7464 | 39.4914 | Turkey | TR | TUR | Erzincan | admin | 157452 | 1792742754
Erzurum, Erzurum, Turkey | Erzurum | Erzurum | 39.9097 | 41.2756 | Turkey | TR | TUR | Erzurum | admin | 767848 | 1792511957
Esashi, Hokkaidō, Japan | Esashi | Esashi | 41.8694 | 140.1275 | Japan | JP | JPN | Hokkaidō |  | 7525 | 1392253106
Esbjerg, Syddanmark, Denmark | Esbjerg | Esbjerg | 55.467 | 8.45 | Denmark | DK | DNK | Syddanmark | minor | 72205 | 1208757169
Escalante, Negros Occidental, Philippines | Escalante | Escalante | 10.8333 | 123.5 | Philippines | PH | PHL | Negros Occidental |  | 94070 | 1608433743
Escaldes-Engordany, Escaldes-Engordany, Andorra | Escaldes-Engordany | Escaldes-Engordany | 42.5085 | 1.5385 | Andorra | AD | AND | Escaldes-Engordany | admin |  | 1020008674
Escalon, California, United States | Escalon | Escalon | 37.7912 | -120.9982 | United States | US | USA | California |  | 7601 | 1840020262
Escanaba, Michigan, United States | Escanaba | Escanaba | 45.7477 | -87.09 | United States | US | USA | Michigan |  | 20094 | 1840003925
Escárcega, Campeche, Mexico | Escárcega | Escarcega | 18.6067 | -90.7344 | Mexico | MX | MEX | Campeche | minor | 29477 | 1484800970
Eschborn, Hesse, Germany | Eschborn | Eschborn | 50.1437 | 8.569 | Germany | DE | DEU | Hesse |  | 21488 | 1276712049
Eschen, Eschen, Liechtenstein | Eschen | Eschen | 47.2109 | 9.5216 | Liechtenstein | LI | LIE | Eschen | admin |  | 1438692471
Esch-sur-Alzette, Esch-sur-Alzette, Luxembourg | Esch-sur-Alzette | Esch-sur-Alzette | 49.4969 | 5.9806 | Luxembourg | LU | LUX | Esch-sur-Alzette | admin | 36218 | 1442192663
Eschwege, Hesse, Germany | Eschwege | Eschwege | 51.1881 | 10.0528 | Germany | DE | DEU | Hesse | minor | 19606 | 1276348756
Eschweiler, North Rhine-Westphalia, Germany | Eschweiler | Eschweiler | 50.8167 | 6.2833 | Germany | DE | DEU | North Rhine-Westphalia |  | 56385 | 1276835632
Escondido, California, United States | Escondido | Escondido | 33.1347 | -117.0722 | United States | US | USA | California |  | 151625 | 1840020620
Escuinapa, Sinaloa, Mexico | Escuinapa | Escuinapa | 22.9822 | -105.7031 | Mexico | MX | MEX | Sinaloa | minor | 30790 | 1484295544
Escuintla, Escuintla, Guatemala | Escuintla | Escuintla | 14.305 | -90.785 | Guatemala | GT | GTM | Escuintla | admin | 172708 | 1320838903
Escuintla, Chiapas, Mexico | Escuintla | Escuintla | 15.3194 | -92.6583 | Mexico | MX | MEX | Chiapas | minor | 107638 | 1484508510
Eséka, Centre, Cameroon | Eséka | Eseka | 3.6504 | 10.7666 | Cameroon | CM | CMR | Centre |  | 22221 | 1120064220
Eşfahān, Eşfahān, Iran | Eşfahān | Esfahan | 32.6447 | 51.6675 | Iran | IR | IRN | Eşfahān | admin | 1756126 | 1364023865
Esher, Surrey, United Kingdom | Esher | Esher | 51.3691 | -0.365 | United Kingdom | GB | GBR | Surrey |  | 6743 | 1826230641
Esik, Almaty, Kazakhstan | Esik | Esik | 43.3552 | 77.4524 | Kazakhstan | KZ | KAZ | Almaty |  | 36715 | 1398166418
Esil, Aqmola, Kazakhstan | Esil | Esil | 51.957 | 66.3775 | Kazakhstan | KZ | KAZ | Aqmola |  | 13504 | 1398546225
Eskişehir, Eskişehir, Turkey | Eskişehir | Eskisehir | 39.7767 | 30.5206 | Turkey | TR | TUR | Eskişehir | admin | 871187 | 1792933981
Eslāmshahr, Tehrān, Iran | Eslāmshahr | Eslamshahr | 35.5333 | 51.2 | Iran | IR | IRN | Tehrān | minor | 548620 | 1364870126
Esmeraldas, Esmeraldas, Ecuador | Esmeraldas | Esmeraldas | 0.95 | -79.6667 | Ecuador | EC | ECU | Esmeraldas | admin | 154035 | 1218601363
Esopus, New York, United States | Esopus | Esopus | 41.8425 | -73.9936 | United States | US | USA | New York |  | 8831 | 1840058084
Española, New Mexico, United States | Española | Espanola | 36.0041 | -106.0669 | United States | US | USA | New Mexico |  | 25952 | 1840020348
Espargos, Sal, Cabo Verde | Espargos | Espargos | 16.7546 | -22.9453 | Cabo Verde | CV | CPV | Sal | admin | 6173 | 1132760152
Espelkamp, North Rhine-Westphalia, Germany | Espelkamp | Espelkamp | 52.3772 | 8.6328 | Germany | DE | DEU | North Rhine-Westphalia |  | 24685 | 1276996942
Espera Feliz, Minas Gerais, Brazil | Espera Feliz | Espera Feliz | -20.65 | -41.9069 | Brazil | BR | BRA | Minas Gerais |  | 22856 | 1076630023
Esperance, Western Australia, Australia | Esperance | Esperance | -33.8611 | 121.8919 | Australia | AU | AUS | Western Australia |  | 12145 | 1036299314
Esperanza, Sonora, Mexico | Esperanza | Esperanza | 27.58 | -109.9298 | Mexico | MX | MEX | Sonora |  | 3836 | 1484729183
Esperanza, Santa Fe, Argentina | Esperanza | Esperanza | -31.4167 | -60.9333 | Argentina | AR | ARG | Santa Fe | minor | 43300 | 1032763447
Espinho, Aveiro, Portugal | Espinho | Espinho | 41.01 | -8.64 | Portugal | PT | PRT | Aveiro | minor | 31786 | 1620002917
Espita, Yucatán, Mexico | Espita | Espita | 21.0128 | -88.3047 | Mexico | MX | MEX | Yucatán | minor | 11551 | 1484433962
Espoo, Uusimaa, Finland | Espoo | Espoo | 60.21 | 24.66 | Finland | FI | FIN | Uusimaa | minor | 269802 | 1246357316
Esposende, Braga, Portugal | Esposende | Esposende | 41.5333 | -8.7833 | Portugal | PT | PRT | Braga | minor | 34254 | 1620944667
Espungabera, Manica, Mozambique | Espungabera | Espungabera | -20.4531 | 32.7725 | Mozambique | MZ | MOZ | Manica |  | 393 | 1508256538
Esquel, Buenos Aires, Ciudad Autónoma de, Argentina | Esquel | Esquel | -42.9 | -71.3167 | Argentina | AR | ARG | Buenos Aires, Ciudad Autónoma de | minor | 36687 | 1032489067
Esquimalt, British Columbia, Canada | Esquimalt | Esquimalt | 48.4306 | -123.4147 | Canada | CA | CAN | British Columbia |  | 17655 | 1124990218
Esquipulas, Chiquimula, Guatemala | Esquipulas | Esquipulas | 14.6167 | -89.2 | Guatemala | GT | GTM | Chiquimula | minor | 65000 | 1320011938
Essa, Ontario, Canada | Essa | Essa | 44.25 | -79.7833 | Canada | CA | CAN | Ontario |  | 21083 | 1124001569
Essaouira, Marrakech-Safi, Morocco | Essaouira | Essaouira | 31.513 | -9.7687 | Morocco | MA | MAR | Marrakech-Safi |  | 77966 | 1504845522
Essen, North Rhine-Westphalia, Germany | Essen | Essen | 51.4508 | 7.0131 | Germany | DE | DEU | North Rhine-Westphalia | minor | 583109 | 1276769247
Essen, Flanders, Belgium | Essen | Essen | 51.4678 | 4.47 | Belgium | BE | BEL | Flanders |  | 19162 | 1056694919
Essex, Maryland, United States | Essex | Essex | 39.3024 | -76.4457 | United States | US | USA | Maryland |  | 40480 | 1840005675
Essex, Vermont, United States | Essex | Essex | 44.5195 | -73.0654 | United States | US | USA | Vermont |  | 21225 | 1840115363
Essex, Ontario, Canada | Essex | Essex | 42.0833 | -82.9 | Canada | CA | CAN | Ontario |  | 20427 | 1124628052
Essex, Connecticut, United States | Essex | Essex | 41.3499 | -72.4146 | United States | US | USA | Connecticut |  | 6599 | 1840045013
Essex Junction, Vermont, United States | Essex Junction | Essex Junction | 44.4902 | -73.114 | United States | US | USA | Vermont |  | 10852 | 1840004083
Esslingen, Baden-Württemberg, Germany | Esslingen | Esslingen | 48.7406 | 9.3108 | Germany | DE | DEU | Baden-Württemberg | minor | 93542 | 1276510955
Estacada, Oregon, United States | Estacada | Estacada | 45.2987 | -122.3338 | United States | US | USA | Oregon |  | 5368 | 1840019948
Estaimpuis, Wallonia, Belgium | Estaimpuis | Estaimpuis | 50.6756 | 3.2758 | Belgium | BE | BEL | Wallonia |  | 10424 | 1056179340
Estância, Sergipe, Brazil | Estância | Estancia | -11.2683 | -37.4383 | Brazil | BR | BRA | Sergipe |  | 55654 | 1076069381
Estarreja, Aveiro, Portugal | Estarreja | Estarreja | 40.75 | -8.5667 | Portugal | PT | PRT | Aveiro | minor | 26997 | 1620391989
Esteban Echeverría, Buenos Aires, Argentina | Esteban Echeverría | Esteban Echeverria | -34.8167 | -58.4667 | Argentina | AR | ARG | Buenos Aires |  | 109644 | 1032069640
Estelí, Estelí, Nicaragua | Estelí | Esteli | 13.0833 | -86.35 | Nicaragua | NI | NIC | Estelí | admin | 129924 | 1558801854
Estelle, Louisiana, United States | Estelle | Estelle | 29.8447 | -90.1021 | United States | US | USA | Louisiana |  | 17099 | 1840013111
Estero, Florida, United States | Estero | Estero | 26.4277 | -81.7951 | United States | US | USA | Florida |  | 33871 | 1840013129
Estes Park, Colorado, United States | Estes Park | Estes Park | 40.3699 | -105.5216 | United States | US | USA | Colorado |  | 7769 | 1840021382
Estevan, Saskatchewan, Canada | Estevan | Estevan | 49.1392 | -102.9861 | Canada | CA | CAN | Saskatchewan |  | 11258 | 1124416742
Estherville, Iowa, United States | Estherville | Estherville | 43.3998 | -94.8343 | United States | US | USA | Iowa |  | 5516 | 1840007962
Estiva Gerbi, São Paulo, Brazil | Estiva Gerbi | Estiva Gerbi | -22.2708 | -46.945 | Brazil | BR | BRA | São Paulo |  | 10873 | 1076001518
Eston, Redcar and Cleveland, United Kingdom | Eston | Eston | 54.56 | -1.144 | United Kingdom | GB | GBR | Redcar and Cleveland |  | 7005 | 1826647655
Estoril, Lisboa, Portugal | Estoril | Estoril | 38.7057 | -9.3977 | Portugal | PT | PRT | Lisboa |  | 26399 | 1620528384
Estrêla d’Oeste, São Paulo, Brazil | Estrêla d’Oeste | Estrela d'Oeste | -20.2878 | -50.4008 | Brazil | BR | BRA | São Paulo |  | 8462 | 1076949391
Estremoz, Évora, Portugal | Estremoz | Estremoz | 38.8422 | -7.5881 | Portugal | PT | PRT | Évora | minor | 14318 | 1620467967
Esztergom, Komárom-Esztergom, Hungary | Esztergom | Esztergom | 47.7856 | 18.7403 | Hungary | HU | HUN | Komárom-Esztergom | minor | 28144 | 1348527410
Eṭ Ṭaiyiba, Central, Israel | Eṭ Ṭaiyiba | Et Taiyiba | 32.2667 | 35 | Israel | IL | ISR | Central |  | 43100 | 1376597784
Eṭ Ṭīra, Central, Israel | Eṭ Ṭīra | Et Tira | 32.2328 | 34.9503 | Israel | IL | ISR | Central |  | 10200 | 1376315793
Étampes, Île-de-France, France | Étampes | Etampes | 48.4343 | 2.1615 | France | FR | FRA | Île-de-France | minor | 25092 | 1250906889
Etāwah, Uttar Pradesh, India | Etāwah | Etawah | 26.7855 | 79.015 | India | IN | IND | Uttar Pradesh |  | 257448 | 1356241312
Etchojoa, Sonora, Mexico | Etchojoa | Etchojoa | 26.8667 | -109.65 | Mexico | MX | MEX | Sonora | minor | 56129 | 1484867357
Etowah, North Carolina, United States | Etowah | Etowah | 35.3061 | -82.5902 | United States | US | USA | North Carolina |  | 7420 | 1840013074
Etropole, Sofia, Bulgaria | Etropole | Etropole | 42.8333 | 24 | Bulgaria | BG | BGR | Sofia |  | 11292 | 1100554574
Ettenheim, Baden-Württemberg, Germany | Ettenheim | Ettenheim | 48.2556 | 7.8119 | Germany | DE | DEU | Baden-Württemberg |  | 13316 | 1276445594
Ettersburg, Thuringia, Germany | Ettersburg | Ettersburg | 51.0611 | 11.2442 | Germany | DE | DEU | Thuringia |  | 7097 | 1276324443
Ettlingen, Baden-Württemberg, Germany | Ettlingen | Ettlingen | 48.9333 | 8.4 | Germany | DE | DEU | Baden-Württemberg |  | 39339 | 1276126657
Ettrick, Virginia, United States | Ettrick | Ettrick | 37.2435 | -77.4287 | United States | US | USA | Virginia |  | 5159 | 1840001699
Eucalyptus Hills, California, United States | Eucalyptus Hills | Eucalyptus Hills | 32.885 | -116.9453 | United States | US | USA | California |  | 6017 | 1840026996
Euclid, Ohio, United States | Euclid | Euclid | 41.5904 | -81.5188 | United States | US | USA | Ohio |  | 46550 | 1840000600
Eudora, Kansas, United States | Eudora | Eudora | 38.9345 | -95.0957 | United States | US | USA | Kansas |  | 6415 | 1840008558
Eufaula, Alabama, United States | Eufaula | Eufaula | 31.9102 | -85.1505 | United States | US | USA | Alabama |  | 8484 | 1840001685
Eugene, Oregon, United States | Eugene | Eugene | 44.0563 | -123.1173 | United States | US | USA | Oregon |  | 273439 | 1840020007
Euless, Texas, United States | Euless | Euless | 32.8508 | -97.0799 | United States | US | USA | Texas |  | 57197 | 1840020693
Eumseong, Chungbuk, Korea, South | Eumseong | Eumseong | 36.9353 | 127.6897 | Korea, South | KR | KOR | Chungbuk |  | 10077 | 1410812829
Eunice, Louisiana, United States | Eunice | Eunice | 30.4904 | -92.4191 | United States | US | USA | Louisiana |  | 11269 | 1840013927
Eupen, Wallonia, Belgium | Eupen | Eupen | 50.6333 | 6.0333 | Belgium | BE | BEL | Wallonia |  | 19526 | 1056584006
Eureka, California, United States | Eureka | Eureka | 40.7942 | -124.1568 | United States | US | USA | California |  | 44236 | 1840009558
Eureka, Missouri, United States | Eureka | Eureka | 38.5015 | -90.6492 | United States | US | USA | Missouri |  | 12097 | 1840008582
Eureka, Illinois, United States | Eureka | Eureka | 40.7148 | -89.2775 | United States | US | USA | Illinois |  | 5560 | 1840008294
Euskirchen, North Rhine-Westphalia, Germany | Euskirchen | Euskirchen | 50.6597 | 6.7917 | Germany | DE | DEU | North Rhine-Westphalia | minor | 57975 | 1276782162
Eustis, Florida, United States | Eustis | Eustis | 28.856 | -81.6781 | United States | US | USA | Florida |  | 21303 | 1840014054
Eutin, Schleswig-Holstein, Germany | Eutin | Eutin | 54.1378 | 10.6181 | Germany | DE | DEU | Schleswig-Holstein | minor | 16971 | 1276288365
Euxton, Lancashire, United Kingdom | Euxton | Euxton | 53.662 | -2.674 | United Kingdom | GB | GBR | Lancashire |  | 9993 | 1826461548
Evans, Georgia, United States | Evans | Evans | 33.5619 | -82.1351 | United States | US | USA | Georgia |  | 34379 | 1840013095
Evans, Colorado, United States | Evans | Evans | 40.366 | -104.7389 | United States | US | USA | Colorado |  | 21205 | 1840020147
Evans, New York, United States | Evans | Evans | 42.6529 | -79.0063 | United States | US | USA | New York |  | 16199 | 1840087420
Evanston, Illinois, United States | Evanston | Evanston | 42.0463 | -87.6942 | United States | US | USA | Illinois |  | 73473 | 1840008129
Evanston, Wyoming, United States | Evanston | Evanston | 41.2602 | -110.9646 | United States | US | USA | Wyoming |  | 11319 | 1840020122
Evansville, Indiana, United States | Evansville | Evansville | 37.9881 | -87.5341 | United States | US | USA | Indiana |  | 230427 | 1840013730
Evansville, Wisconsin, United States | Evansville | Evansville | 42.7781 | -89.2967 | United States | US | USA | Wisconsin |  | 6152 | 1840002469
Evensk, Magadanskaya Oblast’, Russia | Evensk | Evensk | 61.95 | 159.2333 | Russia | RU | RUS | Magadanskaya Oblast’ |  | 2024 | 1643589710
Everett, Washington, United States | Everett | Everett | 47.9525 | -122.1669 | United States | US | USA | Washington |  | 111475 | 1840019785
Everett, Massachusetts, United States | Everett | Everett | 42.4064 | -71.0545 | United States | US | USA | Massachusetts |  | 46451 | 1840000425
Evergreen, Colorado, United States | Evergreen | Evergreen | 39.6349 | -105.3356 | United States | US | USA | Colorado |  | 8602 | 1840017539
Evergreen, Montana, United States | Evergreen | Evergreen | 48.2308 | -114.2701 | United States | US | USA | Montana |  | 7907 | 1840017297
Evergreen Park, Illinois, United States | Evergreen Park | Evergreen Park | 41.7213 | -87.7013 | United States | US | USA | Illinois |  | 19147 | 1840011273
Everman, Texas, United States | Everman | Everman | 32.6296 | -97.2827 | United States | US | USA | Texas |  | 6201 | 1840020694
Evesham, New Jersey, United States | Evesham | Evesham | 39.8605 | -74.8947 | United States | US | USA | New Jersey |  | 45193 | 1840081613
Evesham, Worcestershire, United Kingdom | Evesham | Evesham | 52.092 | -1.947 | United Kingdom | GB | GBR | Worcestershire |  | 23428 | 1826763416
Evinayong, Centro Sur, Equatorial Guinea | Evinayong | Evinayong | 1.45 | 10.5667 | Equatorial Guinea | GQ | GNQ | Centro Sur | admin | 9155 | 1226336138
Evington, Leicestershire, United Kingdom | Evington | Evington | 52.621 | -1.072 | United Kingdom | GB | GBR | Leicestershire |  | 11133 | 1826108996
Évora, Évora, Portugal | Évora | Evora | 38.5667 | -7.9 | Portugal | PT | PRT | Évora | admin | 55620 | 1620456226
Évreux, Normandie, France | Évreux | Evreux | 49.02 | 1.15 | France | FR | FRA | Normandie | minor | 47733 | 1250149673
Ewa Beach, Hawaii, United States | Ewa Beach | Ewa Beach | 21.3181 | -158.0073 | United States | US | USA | Hawaii |  | 14717 | 1840029470
Ewa Gentry, Hawaii, United States | Ewa Gentry | Ewa Gentry | 21.3344 | -158.0262 | United States | US | USA | Hawaii |  | 25752 | 1840029577
Ewa Villages, Hawaii, United States | Ewa Villages | Ewa Villages | 21.3418 | -158.039 | United States | US | USA | Hawaii |  | 7118 | 1840029578
Ewell, Surrey, United Kingdom | Ewell | Ewell | 51.35 | -0.249 | United Kingdom | GB | GBR | Surrey |  | 34872 | 1826318947
Ewing, New Jersey, United States | Ewing | Ewing | 40.265 | -74.8005 | United States | US | USA | New Jersey |  | 36057 | 1840081658
Ewo, Cuvette-Ouest, Congo (Brazzaville) | Ewo | Ewo | -0.8667 | 14.8167 | Congo (Brazzaville) | CG | COG | Cuvette-Ouest | admin | 9062 | 1178339407
Excelsior Springs, Missouri, United States | Excelsior Springs | Excelsior Springs | 39.339 | -94.24 | United States | US | USA | Missouri |  | 11581 | 1840008495
Exeter, Devon, United Kingdom | Exeter | Exeter | 50.7167 | -3.5333 | United Kingdom | GB | GBR | Devon |  | 124180 | 1826840903
Exeter, New Hampshire, United States | Exeter | Exeter | 42.9901 | -70.9646 | United States | US | USA | New Hampshire |  | 14921 | 1840054838
Exeter, California, United States | Exeter | Exeter | 36.294 | -119.1459 | United States | US | USA | California |  | 10485 | 1840020365
Exeter, Rhode Island, United States | Exeter | Exeter | 41.5658 | -71.6308 | United States | US | USA | Rhode Island |  | 6782 | 1840066134
Exeter, Pennsylvania, United States | Exeter | Exeter | 41.3338 | -75.8214 | United States | US | USA | Pennsylvania |  | 5541 | 1840000749
Exeter Township, Pennsylvania, United States | Exeter Township | Exeter Township | 40.3139 | -75.834 | United States | US | USA | Pennsylvania |  | 25788 | 1840144085
Exhall, Coventry, United Kingdom | Exhall | Exhall | 52.47 | -1.48 | United Kingdom | GB | GBR | Coventry |  | 8006 | 1826009826
Exmouth, Devon, United Kingdom | Exmouth | Exmouth | 50.62 | -3.413 | United Kingdom | GB | GBR | Devon |  | 34432 | 1826008044
Exmouth, Western Australia, Australia | Exmouth | Exmouth | -21.9331 | 114.1281 | Australia | AU | AUS | Western Australia |  | 2486 | 1036006022
Exton, Pennsylvania, United States | Exton | Exton | 40.0307 | -75.6303 | United States | US | USA | Pennsylvania |  | 5332 | 1840001421
Eydhafushi, Maalhosmadulu Dhekunuburi, Maldives | Eydhafushi | Eydhafushi | 5.1038 | 73.0699 | Maldives | MV | MDV | Maalhosmadulu Dhekunuburi | admin |  | 1462623341
Eyl, Nugaal, Somalia | Eyl | Eyl | 7.9667 | 49.85 | Somalia | SO | SOM | Nugaal |  | 18904 | 1706929381
Eynesil, Giresun, Turkey | Eynesil | Eynesil | 41.05 | 39.1333 | Turkey | TR | TUR | Giresun | minor | 13955 | 1792625951
Eysines, Nouvelle-Aquitaine, France | Eysines | Eysines | 44.8853 | -0.65 | France | FR | FRA | Nouvelle-Aquitaine |  | 23462 | 1250067454
Ezpeleta, Buenos Aires, Argentina | Ezpeleta | Ezpeleta | -34.7517 | -58.2344 | Argentina | AR | ARG | Buenos Aires |  | 79557 | 1032462589
Fabens, Texas, United States | Fabens | Fabens | 31.5136 | -106.1521 | United States | US | USA | Texas |  | 5946 | 1840018152
Fada, Ennedi-Ouest, Chad | Fada | Fada | 17.1833 | 21.5833 | Chad | TD | TCD | Ennedi-Ouest | admin | 448 | 1148787282
Fada Ngourma, Est, Burkina Faso | Fada Ngourma | Fada Ngourma | 12.05 | 0.3667 | Burkina Faso | BF | BFA | Est | admin | 33910 | 1854057074
Faetano, Faetano, San Marino | Faetano | Faetano | 43.9261 | 12.4981 | San Marino | SM | SMR | Faetano | admin |  | 1674994606
Fafe, Braga, Portugal | Fafe | Fafe | 41.45 | -8.1667 | Portugal | PT | PRT | Braga | minor | 50633 | 1620607091
Făget, Timiş, Romania | Făget | Faget | 45.85 | 22.18 | Romania | RO | ROU | Timiş |  | 6761 | 1642792698
Failsworth, Oldham, United Kingdom | Failsworth | Failsworth | 53.5102 | -2.1575 | United Kingdom | GB | GBR | Oldham |  | 20680 | 1826332679
Fair Haven, New Jersey, United States | Fair Haven | Fair Haven | 40.3619 | -74.0392 | United States | US | USA | New Jersey |  | 5736 | 1840003681
Fair Lakes, Virginia, United States | Fair Lakes | Fair Lakes | 38.853 | -77.3885 | United States | US | USA | Virginia |  | 8314 | 1840041732
Fair Lawn, New Jersey, United States | Fair Lawn | Fair Lawn | 40.9359 | -74.1177 | United States | US | USA | New Jersey |  | 32896 | 1840003548
Fair Oaks, Virginia, United States | Fair Oaks | Fair Oaks | 38.8653 | -77.3586 | United States | US | USA | Virginia |  | 33700 | 1840024568
Fair Oaks, California, United States | Fair Oaks | Fair Oaks | 38.6504 | -121.2497 | United States | US | USA | California |  | 31002 | 1840017580
Fair Oaks, Georgia, United States | Fair Oaks | Fair Oaks | 33.9192 | -84.5444 | United States | US | USA | Georgia |  | 9173 | 1840013091
Fair Oaks Ranch, Texas, United States | Fair Oaks Ranch | Fair Oaks Ranch | 29.7468 | -98.6375 | United States | US | USA | Texas |  | 10042 | 1840020939
Fair Plain, Michigan, United States | Fair Plain | Fair Plain | 42.0823 | -86.4515 | United States | US | USA | Michigan |  | 7138 | 1840004697
Fairbanks, Alaska, United States | Fairbanks | Fairbanks | 64.8353 | -147.6534 | United States | US | USA | Alaska |  | 63245 | 1840023463
Fairborn, Ohio, United States | Fairborn | Fairborn | 39.801 | -84.0093 | United States | US | USA | Ohio |  | 33876 | 1840008440
Fairburn, Georgia, United States | Fairburn | Fairburn | 33.5496 | -84.5914 | United States | US | USA | Georgia |  | 16768 | 1840013662
Fairfax, Virginia, United States | Fairfax | Fairfax | 38.8531 | -77.2998 | United States | US | USA | Virginia |  | 24019 | 1840001650
Fairfax, California, United States | Fairfax | Fairfax | 37.9886 | -122.5952 | United States | US | USA | California |  | 7522 | 1840021516
Fairfax Station, Virginia, United States | Fairfax Station | Fairfax Station | 38.7942 | -77.3358 | United States | US | USA | Virginia |  | 11934 | 1840024566
Fairfield, California, United States | Fairfield | Fairfield | 38.2592 | -122.0324 | United States | US | USA | California |  | 148683 | 1840020253
Fairfield, Connecticut, United States | Fairfield | Fairfield | 41.1775 | -73.2733 | United States | US | USA | Connecticut |  | 61598 | 1840034686
Fairfield, Ohio, United States | Fairfield | Fairfield | 39.3301 | -84.5409 | United States | US | USA | Ohio |  | 42558 | 1840003802
Fairfield, Iowa, United States | Fairfield | Fairfield | 41.0061 | -91.9669 | United States | US | USA | Iowa |  | 11367 | 1840000887
Fairfield, Alabama, United States | Fairfield | Fairfield | 33.4747 | -86.9194 | United States | US | USA | Alabama |  | 10568 | 1840001883
Fairfield, New Jersey, United States | Fairfield | Fairfield | 40.8828 | -74.3041 | United States | US | USA | New Jersey |  | 7400 | 1840073255
Fairfield, Maine, United States | Fairfield | Fairfield | 44.6372 | -69.6751 | United States | US | USA | Maine |  | 6583 | 1840052816
Fairfield Glade, Tennessee, United States | Fairfield Glade | Fairfield Glade | 36.0028 | -84.8711 | United States | US | USA | Tennessee |  | 8564 | 1840013067
Fairhaven, Massachusetts, United States | Fairhaven | Fairhaven | 41.6395 | -70.8732 | United States | US | USA | Massachusetts |  | 16026 | 1840053521
Fairhope, Alabama, United States | Fairhope | Fairhope | 30.5217 | -87.8815 | United States | US | USA | Alabama |  | 22677 | 1840002039
Fairland, Maryland, United States | Fairland | Fairland | 39.0804 | -76.9527 | United States | US | USA | Maryland |  | 24831 | 1840001593
Fairlawn, Ohio, United States | Fairlawn | Fairlawn | 41.127 | -81.6215 | United States | US | USA | Ohio |  | 7514 | 1840008253
Fairless Hills, Pennsylvania, United States | Fairless Hills | Fairless Hills | 40.1784 | -74.8524 | United States | US | USA | Pennsylvania |  | 8376 | 1840001307
Fairmont, West Virginia, United States | Fairmont | Fairmont | 39.4768 | -80.1491 | United States | US | USA | West Virginia |  | 32847 | 1840005732
Fairmont, Minnesota, United States | Fairmont | Fairmont | 43.6441 | -94.4621 | United States | US | USA | Minnesota |  | 9007 | 1840007950
Fairmount, New York, United States | Fairmount | Fairmount | 43.0414 | -76.2485 | United States | US | USA | New York |  | 9997 | 1840000377
Fairmount, Colorado, United States | Fairmount | Fairmount | 39.7931 | -105.1712 | United States | US | USA | Colorado |  | 8710 | 1840038703
Fairport, New York, United States | Fairport | Fairport | 43.099 | -77.4427 | United States | US | USA | New York |  | 5305 | 1840004280
Fairview, New Jersey, United States | Fairview | Fairview | 40.8182 | -74.0022 | United States | US | USA | New Jersey |  | 14189 | 1840003549
Fairview, California, United States | Fairview | Fairview | 37.676 | -122.048 | United States | US | USA | California |  | 10299 | 1840028375
Fairview, Oregon, United States | Fairview | Fairview | 45.5471 | -122.4391 | United States | US | USA | Oregon |  | 9567 | 1840019938
Fairview, Texas, United States | Fairview | Fairview | 33.1399 | -96.6116 | United States | US | USA | Texas |  | 9141 | 1840022021
Fairview, Tennessee, United States | Fairview | Fairview | 35.9815 | -87.1291 | United States | US | USA | Tennessee |  | 7549 | 1840013379
Fairview, Georgia, United States | Fairview | Fairview | 34.9296 | -85.294 | United States | US | USA | Georgia |  | 6518 | 1840013084
Fairview, New York, United States | Fairview | Fairview | 41.732 | -73.9139 | United States | US | USA | New York |  | 5332 | 1840132690
Fairview Heights, Illinois, United States | Fairview Heights | Fairview Heights | 38.5974 | -90.0053 | United States | US | USA | Illinois |  | 16303 | 1840008630
Fairview Park, Ohio, United States | Fairview Park | Fairview Park | 41.4419 | -81.853 | United States | US | USA | Ohio |  | 16161 | 1840000601
Fairview Shores, Florida, United States | Fairview Shores | Fairview Shores | 28.602 | -81.3948 | United States | US | USA | Florida |  | 11254 | 1840013120
Fairview Township, Pennsylvania, United States | Fairview Township | Fairview Township | 40.1735 | -76.8655 | United States | US | USA | Pennsylvania |  | 17293 | 1840150913
Fairview Township, Pennsylvania, United States | Fairview Township | Fairview Township | 42.0261 | -80.2361 | United States | US | USA | Pennsylvania |  | 10136 | 1840144222
Fairwood, Washington, United States | Fairwood | Fairwood | 47.4467 | -122.143 | United States | US | USA | Washington |  | 19428 | 1840037517
Fairwood, Maryland, United States | Fairwood | Fairwood | 38.9565 | -76.778 | United States | US | USA | Maryland |  | 6084 | 1840039458
Faisalabad, Punjab, Pakistan | Faisalabad | Faisalabad | 31.418 | 73.079 | Pakistan | PK | PAK | Punjab | minor | 3203846 | 1586323916
Faīẕābād, Badakhshān, Afghanistan | Faīẕābād | Faizabad | 37.1298 | 70.5792 | Afghanistan | AF | AFG | Badakhshān | admin | 64704 | 1004452653
Fajardo, Puerto Rico, Puerto Rico | Fajardo | Fajardo | 18.333 | -65.6592 | Puerto Rico | PR | PRI | Puerto Rico |  | 25229 | 1630035668
Fakenham, Norfolk, United Kingdom | Fakenham | Fakenham | 52.8356 | 0.851 | United Kingdom | GB | GBR | Norfolk |  | 7617 | 1826247178
Falagueira, Lisboa, Portugal | Falagueira | Falagueira | 38.759 | -9.2199 | Portugal | PT | PRT | Lisboa |  | 14530 | 1620164302
Falāvarjān, Eşfahān, Iran | Falāvarjān | Falavarjan | 32.5553 | 51.5097 | Iran | IR | IRN | Eşfahān | minor | 37740 | 1364269609
Fălciu, Vaslui, Romania | Fălciu | Falciu | 46.3095 | 28.0849 | Romania | RO | ROU | Vaslui |  | 5103 | 1642412009
Falcon Heights, Minnesota, United States | Falcon Heights | Falcon Heights | 44.9899 | -93.177 | United States | US | USA | Minnesota |  | 5528 | 1840007838
Făleşti, Făleşti, Moldova | Făleşti | Falesti | 47.5736 | 27.7092 | Moldova | MD | MDA | Făleşti | admin | 12074 | 1498180648
Falkenberg, Brandenburg, Germany | Falkenberg | Falkenberg | 51.5831 | 13.2322 | Germany | DE | DEU | Brandenburg |  | 6368 | 1276839320
Falkensee, Brandenburg, Germany | Falkensee | Falkensee | 52.5583 | 13.0917 | Germany | DE | DEU | Brandenburg |  | 43838 | 1276126886
Falkenstein, Saxony, Germany | Falkenstein | Falkenstein | 50.4667 | 12.3667 | Germany | DE | DEU | Saxony |  | 8061 | 1276920557
Falkirk, Falkirk, United Kingdom | Falkirk | Falkirk | 56.0011 | -3.7835 | United Kingdom | GB | GBR | Falkirk |  | 35168 | 1826502864
Fall River, Massachusetts, United States | Fall River | Fall River | 41.7137 | -71.1014 | United States | US | USA | Massachusetts |  | 89541 | 1840000497
Fallbrook, California, United States | Fallbrook | Fallbrook | 33.3693 | -117.2259 | United States | US | USA | California |  | 33021 | 1840018019
Fallon, Nevada, United States | Fallon | Fallon | 39.4738 | -118.778 | United States | US | USA | Nevada |  | 16313 | 1840020191
Falls, Pennsylvania, United States | Falls | Falls | 40.1686 | -74.7915 | United States | US | USA | Pennsylvania |  | 33826 | 1840152152
Falls Church, Virginia, United States | Falls Church | Falls Church | 38.8847 | -77.1751 | United States | US | USA | Virginia |  | 14617 | 1840003835
Fallsburg, New York, United States | Fallsburg | Fallsburg | 41.7391 | -74.6038 | United States | US | USA | New York |  | 12882 | 1840058089
Fallston, Maryland, United States | Fallston | Fallston | 39.5332 | -76.4452 | United States | US | USA | Maryland |  | 8836 | 1840005662
Falmouth, Cornwall, United Kingdom | Falmouth | Falmouth | 50.15 | -5.07 | United Kingdom | GB | GBR | Cornwall |  | 21797 | 1826117124
Falmouth, Trelawny, Jamaica | Falmouth | Falmouth | 18.4936 | -77.6558 | Jamaica | JM | JAM | Trelawny | admin | 7779 | 1388625979
Falmouth, Massachusetts, United States | Falmouth | Falmouth | 41.5915 | -70.5914 | United States | US | USA | Massachusetts |  | 31177 | 1840053501
Falmouth, Maine, United States | Falmouth | Falmouth | 43.7476 | -70.2827 | United States | US | USA | Maine |  | 12034 | 1840052817
Falun, Dalarna, Sweden | Falun | Falun | 60.613 | 15.647 | Sweden | SE | SWE | Dalarna | admin | 36477 | 1752939220
Famagusta, Ammóchostos, Cyprus | Famagusta | Famagusta | 35.1167 | 33.95 | Cyprus | CY | CYP | Ammóchostos | admin | 40920 | 1196128852
Fāmenīn, Hamadān, Iran | Fāmenīn | Famenin | 35.1139 | 48.9717 | Iran | IR | IRN | Hamadān | minor | 14019 | 1364228108
Fámjin, , Faroe Islands | Fámjin | Famjin | 61.5248 | -6.8794 | Faroe Islands | FO | FRO |  | admin |  | 1234221310
Fangting, Sichuan, China | Fangting | Fangting | 31.1282 | 104.1695 | China | CN | CHN | Sichuan | minor | 412758 | 1156384608
Fanipal’, Minskaya Voblasts’, Belarus | Fanipal’ | Fanipal' | 53.75 | 27.3333 | Belarus | BY | BLR | Minskaya Voblasts’ |  | 17500 | 1112544829
Fanwood, New Jersey, United States | Fanwood | Fanwood | 40.6417 | -74.3857 | United States | US | USA | New Jersey |  | 7697 | 1840003614
Farafangana, Fianarantsoa, Madagascar | Farafangana | Farafangana | -22.8166 | 47.8332 | Madagascar | MG | MDG | Fianarantsoa | minor | 24764 | 1450306255
Farafenni, North Bank, Gambia, The | Farafenni | Farafenni | 13.5667 | -15.6 | Gambia, The | GM | GMB | North Bank |  | 36000 | 1270512503
Farāh, Farāh, Afghanistan | Farāh | Farah | 32.3436 | 62.1194 | Afghanistan | AF | AFG | Farāh | admin | 73647 | 1004523791
Faranah, Faranah, Guinea | Faranah | Faranah | 10.0404 | -10.75 | Guinea | GN | GIN | Faranah | admin | 19469 | 1324603099
Fāraskūr, Dumyāţ, Egypt | Fāraskūr | Faraskur | 31.3298 | 31.7151 | Egypt | EG | EGY | Dumyāţ |  | 36850 | 1818275538
Fardīs, Tehrān, Iran | Fardīs | Fardis | 35.7247 | 50.9883 | Iran | IR | IRN | Tehrān |  | 181174 | 1364967800
Fareham, Hampshire, United Kingdom | Fareham | Fareham | 50.85 | -1.18 | United Kingdom | GB | GBR | Hampshire |  | 42210 | 1826345366
Farg‘ona, Farg‘ona, Uzbekistan | Farg‘ona | Farg`ona | 40.3864 | 71.7864 | Uzbekistan | UZ | UZB | Farg‘ona | admin | 340600 | 1860479627
Fargo, North Dakota, United States | Fargo | Fargo | 46.8652 | -96.8292 | United States | US | USA | North Dakota |  | 208675 | 1840000177
Faribault, Minnesota, United States | Faribault | Faribault | 44.2985 | -93.2786 | United States | US | USA | Minnesota |  | 24250 | 1840007889
Farīdābād, Haryāna, India | Farīdābād | Faridabad | 28.4333 | 77.3167 | India | IN | IND | Haryāna |  | 1394000 | 1356013205
Farim, Oio, Guinea-Bissau | Farim | Farim | 12.4833 | -15.2167 | Guinea-Bissau | GW | GNB | Oio | admin | 6792 | 1624753622
Faringdon, Oxfordshire, United Kingdom | Faringdon | Faringdon | 51.657 | -1.586 | United Kingdom | GB | GBR | Oxfordshire |  | 7121 | 1826475167
Farington, Lancashire, United Kingdom | Farington | Farington | 53.703 | -2.685 | United Kingdom | GB | GBR | Lancashire |  | 6674 | 1826495062
Farmers Branch, Texas, United States | Farmers Branch | Farmers Branch | 32.9272 | -96.8804 | United States | US | USA | Texas |  | 48158 | 1840020706
Farmers Loop, Alaska, United States | Farmers Loop | Farmers Loop | 64.9061 | -147.6957 | United States | US | USA | Alaska |  | 5535 | 1840075181
Farmersville, California, United States | Farmersville | Farmersville | 36.3053 | -119.2083 | United States | US | USA | California |  | 10703 | 1840020366
Farmingdale, New York, United States | Farmingdale | Farmingdale | 40.7328 | -73.4465 | United States | US | USA | New York |  | 9002 | 1840005285
Farmington, New Mexico, United States | Farmington | Farmington | 36.7555 | -108.1823 | United States | US | USA | New Mexico |  | 51309 | 1840020349
Farmington, Missouri, United States | Farmington | Farmington | 37.7821 | -90.4288 | United States | US | USA | Missouri |  | 46331 | 1840008686
Farmington, Connecticut, United States | Farmington | Farmington | 41.7288 | -72.8407 | United States | US | USA | Connecticut |  | 25546 | 1840034695
Farmington, Utah, United States | Farmington | Farmington | 40.9846 | -111.9065 | United States | US | USA | Utah |  | 25339 | 1840020142
Farmington, Minnesota, United States | Farmington | Farmington | 44.6573 | -93.1688 | United States | US | USA | Minnesota |  | 23091 | 1840007853
Farmington, New York, United States | Farmington | Farmington | 42.9894 | -77.3087 | United States | US | USA | New York |  | 13049 | 1840058090
Farmington, Michigan, United States | Farmington | Farmington | 42.4614 | -83.3784 | United States | US | USA | Michigan |  | 10491 | 1840002441
Farmington, Maine, United States | Farmington | Farmington | 44.676 | -70.141 | United States | US | USA | Maine |  | 7600 | 1840052819
Farmington, Arkansas, United States | Farmington | Farmington | 36.037 | -94.2537 | United States | US | USA | Arkansas |  | 7400 | 1840013367
Farmington, New Hampshire, United States | Farmington | Farmington | 43.3629 | -71.076 | United States | US | USA | New Hampshire |  | 6884 | 1840054843
Farmington Hills, Michigan, United States | Farmington Hills | Farmington Hills | 42.486 | -83.3771 | United States | US | USA | Michigan |  | 80612 | 1840002442
Farmingville, New York, United States | Farmingville | Farmingville | 40.8389 | -73.0401 | United States | US | USA | New York |  | 15495 | 1840005009
Farmville, Virginia, United States | Farmville | Farmville | 37.2959 | -78.4002 | United States | US | USA | Virginia |  | 8594 | 1840006443
Farnborough, Hampshire, United Kingdom | Farnborough | Farnborough | 51.29 | -0.75 | United Kingdom | GB | GBR | Hampshire |  | 65034 | 1826383788
Farnborough, Bromley, United Kingdom | Farnborough | Farnborough | 51.3591 | 0.0741 | United Kingdom | GB | GBR | Bromley |  | 14632 | 1826247244
Farnham, Surrey, United Kingdom | Farnham | Farnham | 51.215 | -0.799 | United Kingdom | GB | GBR | Surrey |  | 39488 | 1826338893
Farnham, Quebec, Canada | Farnham | Farnham | 45.2833 | -72.9833 | Canada | CA | CAN | Quebec |  | 8330 | 1124553013
Farnham Royal, Buckinghamshire, United Kingdom | Farnham Royal | Farnham Royal | 51.5386 | -0.6164 | United Kingdom | GB | GBR | Buckinghamshire |  | 5972 | 1826545852
Farnley, Leeds, United Kingdom | Farnley | Farnley | 53.7876 | -1.6159 | United Kingdom | GB | GBR | Leeds |  | 24213 | 1826992459
Farnworth, Bolton, United Kingdom | Farnworth | Farnworth | 53.5452 | -2.3999 | United Kingdom | GB | GBR | Bolton |  | 30271 | 1826257074
Faro, Faro, Portugal | Faro | Faro | 37.0167 | -7.9333 | Portugal | PT | PRT | Faro | admin | 64560 | 1620330407
Farr West, Utah, United States | Farr West | Farr West | 41.3015 | -112.0318 | United States | US | USA | Utah |  | 7385 | 1840020128
Farragut, Tennessee, United States | Farragut | Farragut | 35.8731 | -84.1822 | United States | US | USA | Tennessee |  | 23778 | 1840016171
Fársala, Thessalía, Greece | Fársala | Farsala | 39.2833 | 22.3833 | Greece | GR | GRC | Thessalía | minor | 9298 | 1300870783
Fartura, São Paulo, Brazil | Fartura | Fartura | -23.3883 | -49.51 | Brazil | BR | BRA | São Paulo |  | 15960 | 1076486558
Fasā, Fārs, Iran | Fasā | Fasa | 28.9381 | 53.6481 | Iran | IR | IRN | Fārs | minor | 110825 | 1364549592
Fastiv, Kyyivs’ka Oblast’, Ukraine | Fastiv | Fastiv | 50.0747 | 29.9181 | Ukraine | UA | UKR | Kyyivs’ka Oblast’ | minor | 45907 | 1804739399
Fate, Texas, United States | Fate | Fate | 32.9429 | -96.3858 | United States | US | USA | Texas |  | 15603 | 1840020715
Fatehpur, Uttar Pradesh, India | Fatehpur | Fatehpur | 25.8804 | 80.8 | India | IN | IND | Uttar Pradesh |  | 166480 | 1356059135
Fatehpur Sīkri, Uttar Pradesh, India | Fatehpur Sīkri | Fatehpur Sikri | 27.0911 | 77.6611 | India | IN | IND | Uttar Pradesh |  | 32905 | 1356099769
Fatezh, Kurskaya Oblast’, Russia | Fatezh | Fatezh | 52.0894 | 35.8589 | Russia | RU | RUS | Kurskaya Oblast’ |  | 5951 | 1643270845
Fatick, Fatick, Senegal | Fatick | Fatick | 14.3167 | -16.4167 | Senegal | SN | SEN | Fatick | admin | 24243 | 1686096548
Faversham, Kent, United Kingdom | Faversham | Faversham | 51.3177 | 0.8928 | United Kingdom | GB | GBR | Kent |  | 19316 | 1826000093
Faya, Borkou, Chad | Faya | Faya | 17.93 | 19.1031 | Chad | TD | TCD | Borkou | admin | 13400 | 1148095016
Fayetteville, Arkansas, United States | Fayetteville | Fayetteville | 36.0713 | -94.166 | United States | US | USA | Arkansas |  | 351246 | 1840013368
Fayetteville, North Carolina, United States | Fayetteville | Fayetteville | 35.0846 | -78.9776 | United States | US | USA | North Carolina |  | 327435 | 1840013490
Fayetteville, Georgia, United States | Fayetteville | Fayetteville | 33.45 | -84.4709 | United States | US | USA | Georgia |  | 17991 | 1840013755
Fayetteville, Tennessee, United States | Fayetteville | Fayetteville | 35.149 | -86.5634 | United States | US | USA | Tennessee |  | 9473 | 1840013476
Fāyīd, Al Ismā‘īlīyah, Egypt | Fāyīd | Fayid | 30.3261 | 32.2986 | Egypt | EG | EGY | Al Ismā‘īlīyah |  | 21808 | 1818188945
Fayrōz Kōh, Ghōr, Afghanistan | Fayrōz Kōh | Fayroz Koh | 34.5225 | 65.2517 | Afghanistan | AF | AFG | Ghōr | admin | 15000 | 1004988038
Fazakerley, Liverpool, United Kingdom | Fazakerley | Fazakerley | 53.4676 | -2.9408 | United Kingdom | GB | GBR | Liverpool |  | 16786 | 1826528845
Fdérik, Tiris Zemmour, Mauritania | Fdérik | Fderik | 22.679 | -12.707 | Mauritania | MR | MRT | Tiris Zemmour |  | 5760 | 1478557883
Featherstone, Wakefield, United Kingdom | Featherstone | Featherstone | 53.7 | -1.37 | United Kingdom | GB | GBR | Wakefield |  | 15244 | 1826477772
Federal Heights, Colorado, United States | Federal Heights | Federal Heights | 39.8651 | -105.0154 | United States | US | USA | Colorado |  | 12827 | 1840028425
Federal Way, Washington, United States | Federal Way | Federal Way | 47.3091 | -122.3358 | United States | US | USA | Washington |  | 96289 | 1840019826
Fegyvernek, Jász-Nagykun-Szolnok, Hungary | Fegyvernek | Fegyvernek | 47.2667 | 20.5333 | Hungary | HU | HUN | Jász-Nagykun-Szolnok |  | 6246 | 1348992141
Fehérgyarmat, Szabolcs-Szatmár-Bereg, Hungary | Fehérgyarmat | Fehergyarmat | 47.985 | 22.5169 | Hungary | HU | HUN | Szabolcs-Szatmár-Bereg | minor | 7981 | 1348244030
Fehmarnsund, Schleswig-Holstein, Germany | Fehmarnsund | Fehmarnsund | 54.4454 | 11.1702 | Germany | DE | DEU | Schleswig-Holstein |  | 12592 | 1276306503
Fehring, Steiermark, Austria | Fehring | Fehring | 46.9364 | 16.0106 | Austria | AT | AUT | Steiermark |  | 7284 | 1040806778
Feicheng, Shandong, China | Feicheng | Feicheng | 36.186 | 116.772 | China | CN | CHN | Shandong |  | 946627 | 1156303834
Feilding, Manawatu-Wanganui, New Zealand | Feilding | Feilding | -40.225 | 175.565 | New Zealand | NZ | NZL | Manawatu-Wanganui |  | 16450 | 1554000257
Feira de Santana, Bahia, Brazil | Feira de Santana | Feira de Santana | -12.25 | -38.97 | Brazil | BR | BRA | Bahia |  | 481911 | 1076892244
Feldbach, Steiermark, Austria | Feldbach | Feldbach | 46.955 | 15.8883 | Austria | AT | AUT | Steiermark | minor | 13369 | 1040342228
Feldkirchen, Kärnten, Austria | Feldkirchen | Feldkirchen | 46.7236 | 14.0919 | Austria | AT | AUT | Kärnten | minor | 14198 | 1040318480
Felgueiras, Porto, Portugal | Felgueiras | Felgueiras | 41.3667 | -8.1833 | Portugal | PT | PRT | Porto | minor | 58065 | 1620928002
Felida, Washington, United States | Felida | Felida | 45.7138 | -122.7104 | United States | US | USA | Washington |  | 8311 | 1840037495
Felidhoo, Felidhu Atholhu, Maldives | Felidhoo | Felidhoo | 3.4718 | 73.547 | Maldives | MV | MDV | Felidhu Atholhu | admin |  | 1462456773
Felipe Carrillo Puerto, Quintana Roo, Mexico | Felipe Carrillo Puerto | Felipe Carrillo Puerto | 19.5786 | -88.0453 | Mexico | MX | MEX | Quintana Roo | minor | 25744 | 1484914299
Felixstowe, Suffolk, United Kingdom | Felixstowe | Felixstowe | 51.9639 | 1.3515 | United Kingdom | GB | GBR | Suffolk |  | 23689 | 1826193047
Fellbach, Baden-Württemberg, Germany | Fellbach | Fellbach | 48.8086 | 9.2758 | Germany | DE | DEU | Baden-Württemberg |  | 45671 | 1276083210
Felling, Gateshead, United Kingdom | Felling | Felling | 54.95 | -1.564 | United Kingdom | GB | GBR | Gateshead |  | 8908 | 1826214509
Fellsmere, Florida, United States | Fellsmere | Fellsmere | 27.7241 | -80.5975 | United States | US | USA | Florida |  | 5800 | 1840014165
Felpham, West Sussex, United Kingdom | Felpham | Felpham | 50.7905 | -0.6539 | United Kingdom | GB | GBR | West Sussex |  | 9746 | 1826012790
Felsberg, Hesse, Germany | Felsberg | Felsberg | 51.1346 | 9.4215 | Germany | DE | DEU | Hesse |  | 10627 | 1276987745
Felsőzsolca, Borsod-Abaúj-Zemplén, Hungary | Felsőzsolca | Felsozsolca | 48.1083 | 20.8556 | Hungary | HU | HUN | Borsod-Abaúj-Zemplén |  | 6521 | 1348370642
Feltham, Hounslow, United Kingdom | Feltham | Feltham | 51.4496 | -0.4089 | United Kingdom | GB | GBR | Hounslow |  | 63368 | 1826165560
Felton, North Somerset, United Kingdom | Felton | Felton | 51.51 | -2.574 | United Kingdom | GB | GBR | North Somerset |  | 10607 | 1826498722
Fengcheng, Liaoning, China | Fengcheng | Fengcheng | 40.4543 | 124.0646 | China | CN | CHN | Liaoning |  | 543933 | 1156519626
Fenglu, Yunnan, China | Fenglu | Fenglu | 24.6728 | 102.9149 | China | CN | CHN | Yunnan | minor | 169366 | 1156317766
Fenton, Stoke-on-Trent, United Kingdom | Fenton | Fenton | 52.9977 | -2.1578 | United Kingdom | GB | GBR | Stoke-on-Trent |  | 12070 | 1826789719
Fenton, Michigan, United States | Fenton | Fenton | 42.7994 | -83.7144 | United States | US | USA | Michigan |  | 11403 | 1840002948
Fenton, New York, United States | Fenton | Fenton | 42.2009 | -75.8012 | United States | US | USA | New York |  | 6400 | 1840087429
Fenyang, Shanxi, China | Fenyang | Fenyang | 37.2652 | 111.7793 | China | CN | CHN | Shanxi |  | 416212 | 1156455704
Feodosiya, Krym, Avtonomna Respublika, Ukraine | Feodosiya | Feodosiya | 45.0489 | 35.3792 | Ukraine | UA | UKR | Krym, Avtonomna Respublika |  | 67993 | 1804677570
Féres, Anatolikí Makedonía kai Thráki, Greece | Féres | Feres | 40.8933 | 26.1739 | Greece | GR | GRC | Anatolikí Makedonía kai Thráki |  | 5457 | 1300630630
Fereydūnshahr, Eşfahān, Iran | Fereydūnshahr | Fereydunshahr | 32.9411 | 50.1211 | Iran | IR | IRN | Eşfahān | minor | 13475 | 1364461971
Fergus Falls, Minnesota, United States | Fergus Falls | Fergus Falls | 46.2853 | -96.076 | United States | US | USA | Minnesota |  | 12683 | 1840007747
Ferguson, Missouri, United States | Ferguson | Ferguson | 38.749 | -90.295 | United States | US | USA | Missouri |  | 20525 | 1840008584
Ferguson, Pennsylvania, United States | Ferguson | Ferguson | 40.7432 | -77.9403 | United States | US | USA | Pennsylvania |  | 19118 | 1840149387
Ferizaj, Ferizaj, Kosovo | Ferizaj | Ferizaj | 42.3667 | 21.1667 | Kosovo | XK | XKS | Ferizaj | admin | 108610 | 1901875540
Ferkessédougou, Savanes, Côte D’Ivoire | Ferkessédougou | Ferkessedougou | 9.5928 | -5.1944 | Côte D’Ivoire | CI | CIV | Savanes | minor | 62008 | 1384974005
Ferlach, Kärnten, Austria | Ferlach | Ferlach | 46.5269 | 14.3019 | Austria | AT | AUT | Kärnten |  | 7141 | 1040909637
Fern Down, Dorset, United Kingdom | Fern Down | Fern Down | 50.81 | -1.9 | United Kingdom | GB | GBR | Dorset |  | 26559 | 1826033048
Fern Park, Florida, United States | Fern Park | Fern Park | 28.6484 | -81.3458 | United States | US | USA | Florida |  | 8340 | 1840014068
Fernandina Beach, Florida, United States | Fernandina Beach | Fernandina Beach | 30.6579 | -81.4504 | United States | US | USA | Florida |  | 28931 | 1840013929
Fernando Prestes, São Paulo, Brazil | Fernando Prestes | Fernando Prestes | -21.2644 | -48.6853 | Brazil | BR | BRA | São Paulo |  | 5760 | 1076151102
Fernandópolis, São Paulo, Brazil | Fernandópolis | Fernandopolis | -20.2839 | -50.2458 | Brazil | BR | BRA | São Paulo |  | 68120 | 1076205721
Ferndale, Michigan, United States | Ferndale | Ferndale | 42.4592 | -83.1314 | United States | US | USA | Michigan |  | 20033 | 1840002443
Ferndale, Maryland, United States | Ferndale | Ferndale | 39.1869 | -76.633 | United States | US | USA | Maryland |  | 17455 | 1840005906
Ferndale, Washington, United States | Ferndale | Ferndale | 48.8525 | -122.5893 | United States | US | USA | Washington |  | 14897 | 1840019751
Ferney-Voltaire, Auvergne-Rhône-Alpes, France | Ferney-Voltaire | Ferney-Voltaire | 46.2558 | 6.1081 | France | FR | FRA | Auvergne-Rhône-Alpes |  | 9766 | 1250921305
Fernie, British Columbia, Canada | Fernie | Fernie | 49.5042 | -115.0628 | Canada | CA | CAN | British Columbia |  | 5249 | 1124927114
Fernley, Nevada, United States | Fernley | Fernley | 39.5611 | -119.1926 | United States | US | USA | Nevada |  | 21045 | 1840020214
Ferrara, Emilia-Romagna, Italy | Ferrara | Ferrara | 44.8353 | 11.6199 | Italy | IT | ITA | Emilia-Romagna | minor | 132009 | 1380682411
Ferraz de Vasconcelos, São Paulo, Brazil | Ferraz de Vasconcelos | Ferraz de Vasconcelos | -23.5411 | -46.3689 | Brazil | BR | BRA | São Paulo |  | 184700 | 1076173995
Ferreira do Zêzere, Santarém, Portugal | Ferreira do Zêzere | Ferreira do Zezere | 39.7 | -8.2833 | Portugal | PT | PRT | Santarém | minor | 8619 | 1620885794
Ferreñafe, Lambayeque, Peru | Ferreñafe | Ferrenafe | -6.6391 | -79.788 | Peru | PE | PER | Lambayeque |  | 31777 | 1604452796
Ferriday, Louisiana, United States | Ferriday | Ferriday | 31.6343 | -91.5562 | United States | US | USA | Louisiana |  | 5412 | 1840017075
Ferrol, Galicia, Spain | Ferrol | Ferrol | 43.4667 | -8.25 | Spain | ES | ESP | Galicia |  | 66065 | 1724806861
Ferry Pass, Florida, United States | Ferry Pass | Ferry Pass | 30.5203 | -87.1903 | United States | US | USA | Florida |  | 34416 | 1840013909
Ferryhill, Durham, United Kingdom | Ferryhill | Ferryhill | 54.69 | -1.55 | United Kingdom | GB | GBR | Durham |  | 8942 | 1826891568
Fès, Fès-Meknès, Morocco | Fès | Fes | 34.0433 | -5.0033 | Morocco | MA | MAR | Fès-Meknès | admin | 1112072 | 1504861997
Festus, Missouri, United States | Festus | Festus | 38.2192 | -90.4095 | United States | US | USA | Missouri |  | 12036 | 1840008652
Fethiye, Muğla, Turkey | Fethiye | Fethiye | 36.6206 | 29.1142 | Turkey | TR | TUR | Muğla | minor | 157745 | 1792001223
Feuchtwangen, Bavaria, Germany | Feuchtwangen | Feuchtwangen | 49.1667 | 10.3167 | Germany | DE | DEU | Bavaria |  | 12452 | 1276691065
Fgura, Fgura, Malta | Fgura | Fgura | 35.8703 | 14.5133 | Malta | MT | MLT | Fgura | admin |  | 1470252842
Fianarantsoa, Fianarantsoa, Madagascar | Fianarantsoa | Fianarantsoa | -21.4333 | 47.0833 | Madagascar | MG | MDG | Fianarantsoa | admin | 184184 | 1450070223
Fianga, Mayo-Kébbi Est, Chad | Fianga | Fianga | 9.9153 | 15.1375 | Chad | TD | TCD | Mayo-Kébbi Est |  | 42606 | 1148228151
Fieni, Dâmboviţa, Romania | Fieni | Fieni | 45.1222 | 25.4183 | Romania | RO | ROU | Dâmboviţa |  | 7587 | 1642550063
Fier, Fier, Albania | Fier | Fier | 40.7167 | 19.55 | Albania | AL | ALB | Fier | admin | 120655 | 1008293317
Fife, Washington, United States | Fife | Fife | 47.2328 | -122.3518 | United States | US | USA | Washington |  | 10184 | 1840019853
Figueira da Foz, Coimbra, Portugal | Figueira da Foz | Figueira da Foz | 40.1508 | -8.8618 | Portugal | PT | PRT | Coimbra | minor | 62125 | 1620826473
Figueira de Castelo Rodrigo, Guarda, Portugal | Figueira de Castelo Rodrigo | Figueira de Castelo Rodrigo | 40.9 | -6.9667 | Portugal | PT | PRT | Guarda | minor | 6260 | 1620406895
Figueiró dos Vinhos, Leiria, Portugal | Figueiró dos Vinhos | Figueiro dos Vinhos | 39.9 | -8.2667 | Portugal | PT | PRT | Leiria | minor | 6169 | 1620942909
Figuig, Oriental, Morocco | Figuig | Figuig | 32.1167 | -1.2269 | Morocco | MA | MAR | Oriental |  | 10872 | 1504487887
Filadelfia, Boquerón, Paraguay | Filadelfia | Filadelfia | -22.34 | -60.03 | Paraguay | PY | PRY | Boquerón | admin | 10470 | 1600948743
Fiľakovo, Banskobystrický, Slovakia | Fiľakovo | Fil'akovo | 48.2719 | 19.8286 | Slovakia | SK | SVK | Banskobystrický |  | 10654 | 1703493042
Filderstadt, Baden-Württemberg, Germany | Filderstadt | Filderstadt | 48.6667 | 9.2167 | Germany | DE | DEU | Baden-Württemberg |  | 45813 | 1276952389
Filey, North Yorkshire, United Kingdom | Filey | Filey | 54.2101 | -0.2893 | United Kingdom | GB | GBR | North Yorkshire |  | 6981 | 1826806664
Filiaşi, Dolj, Romania | Filiaşi | Filiasi | 44.5539 | 23.529 | Romania | RO | ROU | Dolj |  | 16900 | 1642083363
Filiatrá, Peloponnísos, Greece | Filiatrá | Filiatra | 37.1572 | 21.5858 | Greece | GR | GRC | Peloponnísos |  | 5969 | 1300134794
Fillmore, California, United States | Fillmore | Fillmore | 34.3989 | -118.9181 | United States | US | USA | California |  | 15954 | 1840020471
Fílyro, Kentrikí Makedonía, Greece | Fílyro | Filyro | 40.6911 | 23.0042 | Greece | GR | GRC | Kentrikí Makedonía |  | 5495 | 1300219931
Finchley, Barnet, United Kingdom | Finchley | Finchley | 51.599 | -0.187 | United Kingdom | GB | GBR | Barnet |  | 65812 | 1826882560
Finderne, New Jersey, United States | Finderne | Finderne | 40.5626 | -74.5743 | United States | US | USA | New Jersey |  | 5976 | 1840024274
Fındıklı, Rize, Turkey | Fındıklı | Findikli | 41.1333 | 41.0167 | Turkey | TR | TUR | Rize | minor | 16902 | 1792497318
Findlay, Ohio, United States | Findlay | Findlay | 41.0467 | -83.6379 | United States | US | USA | Ohio |  | 48469 | 1840000886
Findlay, Pennsylvania, United States | Findlay | Findlay | 40.4782 | -80.2811 | United States | US | USA | Pennsylvania |  | 5619 | 1840147157
Finike, Antalya, Turkey | Finike | Finike | 36.3 | 30.15 | Turkey | TR | TUR | Antalya | minor | 48131 | 1792503494
Finley, Washington, United States | Finley | Finley | 46.1697 | -119.0446 | United States | US | USA | Washington |  | 5984 | 1840017380
Finneytown, Ohio, United States | Finneytown | Finneytown | 39.2159 | -84.5145 | United States | US | USA | Ohio |  | 12689 | 1840034109
Finnsnes, Troms, Norway | Finnsnes | Finnsnes | 69.2406 | 18.0086 | Norway | NO | NOR | Troms | minor | 3907 | 1578015471
Finsterwalde, Brandenburg, Germany | Finsterwalde | Finsterwalde | 51.6331 | 13.7167 | Germany | DE | DEU | Brandenburg |  | 16220 | 1276493643
Fiorentino, Fiorentino, San Marino | Fiorentino | Fiorentino | 43.9092 | 12.4581 | San Marino | SM | SMR | Fiorentino | admin |  | 1674000001
Fircrest, Washington, United States | Fircrest | Fircrest | 47.2307 | -122.5157 | United States | US | USA | Washington |  | 6835 | 1840019854
Firebaugh, California, United States | Firebaugh | Firebaugh | 36.8534 | -120.4536 | United States | US | USA | California |  | 8000 | 1840020317
Firestone, Colorado, United States | Firestone | Firestone | 40.1563 | -104.9494 | United States | US | USA | Colorado |  | 34230 | 1840021363
Fīrozābād, Uttar Pradesh, India | Fīrozābād | Firozabad | 27.15 | 78.3949 | India | IN | IND | Uttar Pradesh |  | 306409 | 1356031978
Firthcliffe, New York, United States | Firthcliffe | Firthcliffe | 41.4409 | -74.0353 | United States | US | USA | New York |  | 5178 | 1840004854
Fīrūraq, Āz̄arbāyjān-e Gharbī, Iran | Fīrūraq | Firuraq | 38.58 | 44.8358 | Iran | IR | IRN | Āz̄arbāyjān-e Gharbī |  | 7903 | 1364137173
Fischamend, Niederösterreich, Austria | Fischamend | Fischamend | 48.1156 | 16.6128 | Austria | AT | AUT | Niederösterreich |  | 5583 | 1040012933
Fish Hawk, Florida, United States | Fish Hawk | Fish Hawk | 27.8511 | -82.2164 | United States | US | USA | Florida |  | 20054 | 1840028982
Fish Town, River Gee, Liberia | Fish Town | Fish Town | 5.1974 | -7.8758 | Liberia | LR | LBR | River Gee | admin |  | 1430204172
Fishers, Indiana, United States | Fishers | Fishers | 39.9589 | -85.9661 | United States | US | USA | Indiana |  | 95310 | 1840010496
Fishersville, Virginia, United States | Fishersville | Fishersville | 38.1005 | -78.9687 | United States | US | USA | Virginia |  | 8252 | 1840006240
Fishguard, Pembrokeshire, United Kingdom | Fishguard | Fishguard | 51.9982 | -4.9804 | United Kingdom | GB | GBR | Pembrokeshire |  | 5407 | 1826372140
Fishhook, Alaska, United States | Fishhook | Fishhook | 61.711 | -149.2657 | United States | US | USA | Alaska |  | 6203 | 1840037578
Fishkill, New York, United States | Fishkill | Fishkill | 41.5129 | -73.9271 | United States | US | USA | New York |  | 23370 | 1840004748
Fishtoft, Lincolnshire, United Kingdom | Fishtoft | Fishtoft | 52.9617 | 0.0259 | United Kingdom | GB | GBR | Lincolnshire |  | 6835 | 1826328454
Fitchburg, Massachusetts, United States | Fitchburg | Fitchburg | 42.5912 | -71.8156 | United States | US | USA | Massachusetts |  | 40638 | 1840000435
Fitchburg, Wisconsin, United States | Fitchburg | Fitchburg | 42.9859 | -89.4255 | United States | US | USA | Wisconsin |  | 30792 | 1840002905
Fitzgerald, Georgia, United States | Fitzgerald | Fitzgerald | 31.7135 | -83.2515 | United States | US | USA | Georgia |  | 11135 | 1840013855
Five Corners, Washington, United States | Five Corners | Five Corners | 45.6883 | -122.5738 | United States | US | USA | Washington |  | 18559 | 1840037869
Five Forks, South Carolina, United States | Five Forks | Five Forks | 34.8069 | -82.2271 | United States | US | USA | South Carolina |  | 18004 | 1840013491
Flagler Beach, Florida, United States | Flagler Beach | Flagler Beach | 29.4716 | -81.1303 | United States | US | USA | Florida |  | 5123 | 1840014035
Flagstaff, Arizona, United States | Flagstaff | Flagstaff | 35.1872 | -111.6195 | United States | US | USA | Arizona |  | 81974 | 1840020335
Flămânzi, Botoşani, Romania | Flămânzi | Flamanzi | 47.5644 | 26.8728 | Romania | RO | ROU | Botoşani |  | 10136 | 1642974440
Flat Rock, Michigan, United States | Flat Rock | Flat Rock | 42.0991 | -83.2716 | United States | US | USA | Michigan |  | 10004 | 1840003973
Flatwoods, Kentucky, United States | Flatwoods | Flatwoods | 38.521 | -82.7195 | United States | US | USA | Kentucky |  | 7079 | 1840013182
Flawil, Sankt Gallen, Switzerland | Flawil | Flawil | 47.4053 | 9.1977 | Switzerland | CH | CHE | Sankt Gallen |  | 10520 | 1756417053
Fleet, Hampshire, United Kingdom | Fleet | Fleet | 51.2834 | -0.8456 | United Kingdom | GB | GBR | Hampshire |  | 37000 | 1826039041
Fleetwood, Lancashire, United Kingdom | Fleetwood | Fleetwood | 53.923 | -3.015 | United Kingdom | GB | GBR | Lancashire |  | 25939 | 1826937482
Fleming Island, Florida, United States | Fleming Island | Fleming Island | 30.0988 | -81.7124 | United States | US | USA | Florida |  | 28531 | 1840038864
Flensburg, Schleswig-Holstein, Germany | Flensburg | Flensburg | 54.7819 | 9.4367 | Germany | DE | DEU | Schleswig-Holstein | minor | 90164 | 1276853315
Fletcher, North Carolina, United States | Fletcher | Fletcher | 35.4316 | -82.5038 | United States | US | USA | North Carolina |  | 8369 | 1840016371
Fleury-les-Aubrais, Centre-Val de Loire, France | Fleury-les-Aubrais | Fleury-les-Aubrais | 47.9512 | 1.8745 | France | FR | FRA | Centre-Val de Loire |  | 21026 | 1250087554
Flin Flon, Saskatchewan, Canada | Flin Flon | Flin Flon | 54.7667 | -101.8778 | Canada | CA | CAN | Saskatchewan |  | 5185 | 1124500458
Flint, Michigan, United States | Flint | Flint | 43.0235 | -83.6922 | United States | US | USA | Michigan |  | 332190 | 1840002949
Flint, Flintshire, United Kingdom | Flint | Flint | 53.2482 | -3.1358 | United Kingdom | GB | GBR | Flintshire |  | 12953 | 1826504781
Flitwick, Central Bedfordshire, United Kingdom | Flitwick | Flitwick | 52.0038 | -0.4966 | United Kingdom | GB | GBR | Central Bedfordshire |  | 12700 | 1826751494
Flixton, Trafford, United Kingdom | Flixton | Flixton | 53.447 | -2.391 | United Kingdom | GB | GBR | Trafford |  | 10786 | 1826292876
Flöha, Saxony, Germany | Flöha | Floha | 50.8558 | 13.0714 | Germany | DE | DEU | Saxony |  | 10762 | 1276141987
Floral City, Florida, United States | Floral City | Floral City | 28.7065 | -82.309 | United States | US | USA | Florida |  | 5308 | 1840014057
Floral Park, New York, United States | Floral Park | Floral Park | 40.7226 | -73.7029 | United States | US | USA | New York |  | 15844 | 1840005286
Florence, Tuscany, Italy | Florence | Florence | 43.7714 | 11.2542 | Italy | IT | ITA | Tuscany | admin | 382258 | 1380726561
Florence, South Carolina, United States | Florence | Florence | 34.1781 | -79.7877 | United States | US | USA | South Carolina |  | 93131 | 1840013643
Florence, Alabama, United States | Florence | Florence | 34.8303 | -87.6654 | United States | US | USA | Alabama |  | 79964 | 1840002083
Florence, Kentucky, United States | Florence | Florence | 38.99 | -84.647 | United States | US | USA | Kentucky |  | 33004 | 1840013161
Florence, Arizona, United States | Florence | Florence | 33.059 | -111.4208 | United States | US | USA | Arizona |  | 17811 | 1840021999
Florence, New Jersey, United States | Florence | Florence | 40.0978 | -74.7886 | United States | US | USA | New Jersey |  | 12589 | 1840081638
Florence, Oregon, United States | Florence | Florence | 43.9914 | -124.1062 | United States | US | USA | Oregon |  | 11000 | 1840020008
Florence, Colorado, United States | Florence | Florence | 38.3836 | -105.1114 | United States | US | USA | Colorado |  | 7433 | 1840020250
Florence-Graham, California, United States | Florence-Graham | Florence-Graham | 33.9682 | -118.2447 | United States | US | USA | California |  | 64162 | 1840037057
Florencia, Caquetá, Colombia | Florencia | Florencia | 1.6142 | -75.6117 | Colombia | CO | COL | Caquetá | admin | 143871 | 1170606634
Florencia, Ciego de Ávila, Cuba | Florencia | Florencia | 22.1475 | -78.9669 | Cuba | CU | CUB | Ciego de Ávila | minor | 21150 | 1192281767
Florencio Varela, Buenos Aires, Argentina | Florencio Varela | Florencio Varela | -34.8167 | -58.3833 | Argentina | AR | ARG | Buenos Aires | minor | 146704 | 1032021324
Flores, Petén, Guatemala | Flores | Flores | 16.9337 | -89.8833 | Guatemala | GT | GTM | Petén | admin | 38035 | 1320651129
Floreşti, Floreşti, Moldova | Floreşti | Floresti | 47.8933 | 28.3014 | Moldova | MD | MDA | Floreşti | admin | 11998 | 1498297203
Floresville, Texas, United States | Floresville | Floresville | 29.14 | -98.163 | United States | US | USA | Texas |  | 7571 | 1840020981
Florham Park, New Jersey, United States | Florham Park | Florham Park | 40.7773 | -74.3953 | United States | US | USA | New Jersey |  | 11496 | 1840003582
Floriana, Floriana, Malta | Floriana | Floriana | 35.8958 | 14.5083 | Malta | MT | MLT | Floriana | admin |  | 1470089344
Floriano, Piauí, Brazil | Floriano | Floriano | -6.7669 | -43.0225 | Brazil | BR | BRA | Piauí |  | 48587 | 1076813660
Florianópolis, Santa Catarina, Brazil | Florianópolis | Florianopolis | -27.5933 | -48.553 | Brazil | BR | BRA | Santa Catarina | admin | 477798 | 1076190259
Florida, Buenos Aires, Argentina | Florida | Florida | -34.5167 | -58.5 | Argentina | AR | ARG | Buenos Aires |  | 48158 | 1032721967
Florida, Florida, Uruguay | Florida | Florida | -34.1 | -56.2167 | Uruguay | UY | URY | Florida | admin | 33640 | 1858077099
Florida, Camagüey, Cuba | Florida | Florida | 21.5294 | -78.2228 | Cuba | CU | CUB | Camagüey | minor | 71676 | 1192766774
Florida City, Florida, United States | Florida City | Florida City | 25.4418 | -80.4685 | United States | US | USA | Florida |  | 11771 | 1840014250
Florida Ridge, Florida, United States | Florida Ridge | Florida Ridge | 27.5805 | -80.3848 | United States | US | USA | Florida |  | 21371 | 1840029035
Florin, California, United States | Florin | Florin | 38.4832 | -121.4042 | United States | US | USA | California |  | 49132 | 1840017581
Floris, Virginia, United States | Floris | Floris | 38.9347 | -77.4083 | United States | US | USA | Virginia |  | 8305 | 1840024569
Florissant, Missouri, United States | Florissant | Florissant | 38.7996 | -90.3269 | United States | US | USA | Missouri |  | 50952 | 1840008586
Florø, Sogn og Fjordane, Norway | Florø | Floro | 61.5986 | 5.0172 | Norway | NO | NOR | Sogn og Fjordane | minor | 8925 | 1578596650
Flörsheim, Hesse, Germany | Flörsheim | Florsheim | 50.0117 | 8.4281 | Germany | DE | DEU | Hesse |  | 21572 | 1276463362
Florstadt, Hesse, Germany | Florstadt | Florstadt | 50.3158 | 8.8631 | Germany | DE | DEU | Hesse |  | 8753 | 1276644408
Flossmoor, Illinois, United States | Flossmoor | Flossmoor | 41.5391 | -87.6857 | United States | US | USA | Illinois |  | 9155 | 1840011274
Flower Mound, Texas, United States | Flower Mound | Flower Mound | 33.0344 | -97.1146 | United States | US | USA | Texas |  | 79135 | 1840022010
Flowery Branch, Georgia, United States | Flowery Branch | Flowery Branch | 34.1713 | -83.9142 | United States | US | USA | Georgia |  | 8325 | 1840013611
Flowing Wells, Arizona, United States | Flowing Wells | Flowing Wells | 32.2937 | -111.011 | United States | US | USA | Arizona |  | 15290 | 1840027988
Flowood, Mississippi, United States | Flowood | Flowood | 32.3359 | -90.0802 | United States | US | USA | Mississippi |  | 9380 | 1840013824
Flushing, Michigan, United States | Flushing | Flushing | 43.0637 | -83.8403 | United States | US | USA | Michigan |  | 7880 | 1840002950
Foammulah, Fuvammulah, Maldives | Foammulah | Foammulah | -0.3 | 73.4256 | Maldives | MV | MDV | Fuvammulah | admin |  | 1462000002
Foča, Srpska, Republika, Bosnia And Herzegovina | Foča | Foca | 43.5 | 18.7833 | Bosnia And Herzegovina | BA | BIH | Srpska, Republika | minor | 12334 | 1070603568
Focşani, Vrancea, Romania | Focşani | Focsani | 45.6997 | 27.1797 | Romania | RO | ROU | Vrancea | admin | 79315 | 1642736232
Foggia, Puglia, Italy | Foggia | Foggia | 41.4584 | 15.5519 | Italy | IT | ITA | Puglia | minor | 151975 | 1380084447
Fokino, Primorskiy Kray, Russia | Fokino | Fokino | 42.9667 | 132.4 | Russia | RU | RUS | Primorskiy Kray |  | 23077 | 1643752363
Fokino, Bryanskaya Oblast’, Russia | Fokino | Fokino | 53.45 | 34.4167 | Russia | RU | RUS | Bryanskaya Oblast’ |  | 12938 | 1643057736
Folcroft, Pennsylvania, United States | Folcroft | Folcroft | 39.8891 | -75.277 | United States | US | USA | Pennsylvania |  | 6632 | 1840000698
Foley, Alabama, United States | Foley | Foley | 30.3983 | -87.6649 | United States | US | USA | Alabama |  | 36921 | 1840002084
Folkestone, Kent, United Kingdom | Folkestone | Folkestone | 51.081 | 1.166 | United Kingdom | GB | GBR | Kent |  | 46698 | 1826257230
Folkston, Georgia, United States | Folkston | Folkston | 30.8393 | -82.0073 | United States | US | USA | Georgia |  | 12001 | 1840013903
Folsom, Pennsylvania, United States | Folsom | Folsom | 39.8924 | -75.3287 | United States | US | USA | Pennsylvania |  | 8707 | 1840034970
Folsom, California, United States | Folsom | Folsom | 38.6668 | -121.1422 | United States | US | USA | California |  | 81328 | 1840020246
Fomboni, Mohéli, Comoros | Fomboni | Fomboni | -12.2822 | 43.7419 | Comoros | KM | COM | Mohéli | admin |  | 1174539766
Fonadhoo, Hadhdhunmathi, Maldives | Fonadhoo | Fonadhoo | 1.8342 | 73.5031 | Maldives | MV | MDV | Hadhdhunmathi | admin |  | 1462000001
Fond du Lac, Wisconsin, United States | Fond du Lac | Fond du Lac | 43.7718 | -88.4396 | United States | US | USA | Wisconsin |  | 55209 | 1840002603
Fontaine, Auvergne-Rhône-Alpes, France | Fontaine | Fontaine | 45.1939 | 5.6856 | France | FR | FRA | Auvergne-Rhône-Alpes |  | 22523 | 1250760335
Fontana, California, United States | Fontana | Fontana | 34.0968 | -117.4599 | United States | US | USA | California |  | 214547 | 1840020402
Fontana, Fontana, Malta | Fontana | Fontana | 36.0375 | 14.2361 | Malta | MT | MLT | Fontana | admin |  | 1470427419
Fonte Boa, Amazonas, Brazil | Fonte Boa | Fonte Boa | -2.5138 | -66.0916 | Brazil | BR | BRA | Amazonas |  | 16060 | 1076851330
Fontenay-aux-Roses, Île-de-France, France | Fontenay-aux-Roses | Fontenay-aux-Roses | 48.7893 | 2.2888 | France | FR | FRA | Île-de-France |  | 24564 | 1250066096
Fontenay-sous-Bois, Île-de-France, France | Fontenay-sous-Bois | Fontenay-sous-Bois | 48.8517 | 2.4772 | France | FR | FRA | Île-de-France |  | 52939 | 1250384578
Foothill Farms, California, United States | Foothill Farms | Foothill Farms | 38.6867 | -121.3475 | United States | US | USA | California |  | 33749 | 1840017582
Forbach, Grand Est, France | Forbach | Forbach | 49.19 | 6.9 | France | FR | FRA | Grand Est | minor | 21552 | 1250265526
Forbe Oroya, Junín, Peru | Forbe Oroya | Forbe Oroya | -11.5333 | -75.9 | Peru | PE | PER | Junín |  | 33000 | 1604666304
Forbes, New South Wales, Australia | Forbes | Forbes | -33.3833 | 148.0167 | Australia | AU | AUS | New South Wales |  | 8432 | 1036523834
Forchheim, Bavaria, Germany | Forchheim | Forchheim | 49.7197 | 11.0581 | Germany | DE | DEU | Bavaria | minor | 32171 | 1276030665
Forchtenberg, Baden-Württemberg, Germany | Forchtenberg | Forchtenberg | 49.2833 | 9.5667 | Germany | DE | DEU | Baden-Württemberg |  | 5057 | 1276130592
Førde, Sogn og Fjordane, Norway | Førde | Forde | 61.4519 | 5.8569 | Norway | NO | NOR | Sogn og Fjordane | minor | 10339 | 1578914241
Fordingbridge, Hampshire, United Kingdom | Fordingbridge | Fordingbridge | 50.9275 | -1.7901 | United Kingdom | GB | GBR | Hampshire |  | 5998 | 1826757876
Fords, New Jersey, United States | Fords | Fords | 40.5415 | -74.3124 | United States | US | USA | New Jersey |  | 14948 | 1840005409
Forécariah, Kindia, Guinea | Forécariah | Forecariah | 9.43 | -13.098 | Guinea | GN | GIN | Kindia | minor | 12358 | 1324863095
Forest, Virginia, United States | Forest | Forest | 37.3728 | -79.2831 | United States | US | USA | Virginia |  | 10298 | 1840006398
Forest Acres, South Carolina, United States | Forest Acres | Forest Acres | 34.0324 | -80.9716 | United States | US | USA | South Carolina |  | 10298 | 1840013653
Forest City, North Carolina, United States | Forest City | Forest City | 35.3338 | -81.8702 | United States | US | USA | North Carolina |  | 25311 | 1840016320
Forest City, Florida, United States | Forest City | Forest City | 28.6619 | -81.4443 | United States | US | USA | Florida |  | 14357 | 1840028825
Forest Glen, Maryland, United States | Forest Glen | Forest Glen | 39.0191 | -77.0445 | United States | US | USA | Maryland |  | 6589 | 1840005824
Forest Grove, Oregon, United States | Forest Grove | Forest Grove | 45.5244 | -123.1101 | United States | US | USA | Oregon |  | 25553 | 1840019930
Forest Hill, Texas, United States | Forest Hill | Forest Hill | 32.6619 | -97.2662 | United States | US | USA | Texas |  | 12988 | 1840020695
Forest Hills, Michigan, United States | Forest Hills | Forest Hills | 42.9577 | -85.4895 | United States | US | USA | Michigan |  | 27947 | 1840004304
Forest Hills, Pennsylvania, United States | Forest Hills | Forest Hills | 40.4251 | -79.8544 | United States | US | USA | Pennsylvania |  | 6298 | 1840001232
Forest Lake, Minnesota, United States | Forest Lake | Forest Lake | 45.2536 | -92.9583 | United States | US | USA | Minnesota |  | 24853 | 1840007808
Forest Park, Illinois, United States | Forest Park | Forest Park | 41.8683 | -87.8157 | United States | US | USA | Illinois |  | 13704 | 1840011276
Forest Park, Georgia, United States | Forest Park | Forest Park | 33.6209 | -84.359 | United States | US | USA | Georgia |  | 20020 | 1840013750
Forest Park, Ohio, United States | Forest Park | Forest Park | 39.2861 | -84.5259 | United States | US | USA | Ohio |  | 18583 | 1840003818
Forestbrook, South Carolina, United States | Forestbrook | Forestbrook | 33.7243 | -78.9678 | United States | US | USA | South Carolina |  | 5682 | 1840035797
Forestdale, Alabama, United States | Forestdale | Forestdale | 33.5737 | -86.9002 | United States | US | USA | Alabama |  | 9273 | 1840013723
Forestville, Maryland, United States | Forestville | Forestville | 38.8518 | -76.8708 | United States | US | USA | Maryland |  | 11719 | 1840005942
Forestville, Ohio, United States | Forestville | Forestville | 39.0711 | -84.3389 | United States | US | USA | Ohio |  | 10866 | 1840034110
Forfar, Angus, United Kingdom | Forfar | Forfar | 56.6442 | -2.8884 | United Kingdom | GB | GBR | Angus |  | 14048 | 1826527188
Forks, Pennsylvania, United States | Forks | Forks | 40.7358 | -75.2211 | United States | US | USA | Pennsylvania |  | 15336 | 1840149342
Forlì, Emilia-Romagna, Italy | Forlì | Forli | 44.2225 | 12.0408 | Italy | IT | ITA | Emilia-Romagna | minor | 117859 | 1380594352
Formby, Sefton, United Kingdom | Formby | Formby | 53.5586 | -3.0666 | United Kingdom | GB | GBR | Sefton |  | 22419 | 1826350182
Formiga, Minas Gerais, Brazil | Formiga | Formiga | -20.4644 | -45.4264 | Brazil | BR | BRA | Minas Gerais |  | 56404 | 1076994550
Formosa, Formosa, Argentina | Formosa | Formosa | -26.1847 | -58.1758 | Argentina | AR | ARG | Formosa | admin | 222226 | 1032802536
Formosa, Goiás, Brazil | Formosa | Formosa | -15.5395 | -47.34 | Brazil | BR | BRA | Goiás |  | 81232 | 1076601172
Forney, Texas, United States | Forney | Forney | 32.744 | -96.4529 | United States | US | USA | Texas |  | 50251 | 1840020734
Forres, Moray, United Kingdom | Forres | Forres | 57.608 | -3.62 | United Kingdom | GB | GBR | Moray |  | 12587 | 1826092519
Forrest City, Arkansas, United States | Forrest City | Forrest City | 35.0135 | -90.7931 | United States | US | USA | Arkansas |  | 12309 | 1840013522
Forssa, Kanta-Häme, Finland | Forssa | Forssa | 60.8167 | 23.6167 | Finland | FI | FIN | Kanta-Häme | minor | 17422 | 1246156595
Forst, Brandenburg, Germany | Forst | Forst | 51.7333 | 14.6333 | Germany | DE | DEU | Brandenburg | minor | 18164 | 1276307453
Forster, New South Wales, Australia | Forster | Forster | -32.1806 | 152.5117 | Australia | AU | AUS | New South Wales |  | 13740 | 1036685795
Forsyth, Missouri, United States | Forsyth | Forsyth | 36.686 | -93.1016 | United States | US | USA | Missouri |  | 7761 | 1840008806
Forsyth, Georgia, United States | Forsyth | Forsyth | 33.0347 | -83.9381 | United States | US | USA | Georgia |  | 5270 | 1840013784
Fort Ann, New York, United States | Fort Ann | Fort Ann | 43.4698 | -73.5231 | United States | US | USA | New York |  | 6069 | 1840004174
Fort Atkinson, Wisconsin, United States | Fort Atkinson | Fort Atkinson | 42.9253 | -88.8441 | United States | US | USA | Wisconsin |  | 21196 | 1840003004
Fort Belvoir, Virginia, United States | Fort Belvoir | Fort Belvoir | 38.7119 | -77.1459 | United States | US | USA | Virginia |  | 8091 | 1840073578
Fort Bliss, Texas, United States | Fort Bliss | Fort Bliss | 31.8137 | -106.4119 | United States | US | USA | Texas |  | 10602 | 1840073931
Fort Bragg, California, United States | Fort Bragg | Fort Bragg | 39.4399 | -123.8013 | United States | US | USA | California |  | 10374 | 1840020189
Fort Campbell North, Kentucky, United States | Fort Campbell North | Fort Campbell North | 36.6554 | -87.4658 | United States | US | USA | Kentucky |  | 13882 | 1840073832
Fort Carson, Colorado, United States | Fort Carson | Fort Carson | 38.7403 | -104.784 | United States | US | USA | Colorado |  | 15410 | 1840028557
Fort Collins, Colorado, United States | Fort Collins | Fort Collins | 40.5478 | -105.0656 | United States | US | USA | Colorado |  | 312666 | 1840020151
Fort Dix, New Jersey, United States | Fort Dix | Fort Dix | 40.006 | -74.6089 | United States | US | USA | New Jersey |  | 7753 | 1840005516
Fort Dodge, Iowa, United States | Fort Dodge | Fort Dodge | 42.5098 | -94.1751 | United States | US | USA | Iowa |  | 23807 | 1840000439
Fort Drum, New York, United States | Fort Drum | Fort Drum | 44.0451 | -75.7847 | United States | US | USA | New York |  | 13109 | 1840073579
Fort Edward, New York, United States | Fort Edward | Fort Edward | 43.2294 | -73.56 | United States | US | USA | New York |  | 6186 | 1840004175
Fort Erie, Ontario, Canada | Fort Erie | Fort Erie | 42.9167 | -79.0167 | Canada | CA | CAN | Ontario |  | 30710 | 1124516852
Fort Frances, Ontario, Canada | Fort Frances | Fort Frances | 48.6167 | -93.4 | Canada | CA | CAN | Ontario |  | 7739 | 1124939714
Fort Hood, Texas, United States | Fort Hood | Fort Hood | 31.1345 | -97.7797 | United States | US | USA | Texas |  | 25365 | 1840073932
Fort Hunt, Virginia, United States | Fort Hunt | Fort Hunt | 38.7361 | -77.0589 | United States | US | USA | Virginia |  | 16858 | 1840006010
Fort Irwin, California, United States | Fort Irwin | Fort Irwin | 35.2476 | -116.6834 | United States | US | USA | California |  | 9086 | 1840025802
Fort Knox, Kentucky, United States | Fort Knox | Fort Knox | 37.8915 | -85.9636 | United States | US | USA | Kentucky |  | 8965 | 1840073833
Fort Lauderdale, Florida, United States | Fort Lauderdale | Fort Lauderdale | 26.1412 | -80.1464 | United States | US | USA | Florida |  | 182437 | 1840014236
Fort Lee, New Jersey, United States | Fort Lee | Fort Lee | 40.8509 | -73.9712 | United States | US | USA | New Jersey |  | 38605 | 1840003552
Fort Lee, Virginia, United States | Fort Lee | Fort Lee | 37.2357 | -77.3325 | United States | US | USA | Virginia |  | 5409 | 1840073580
Fort Leonard Wood, Missouri, United States | Fort Leonard Wood | Fort Leonard Wood | 37.7562 | -92.1274 | United States | US | USA | Missouri |  | 15882 | 1840073756
Fort Lewis, Washington, United States | Fort Lewis | Fort Lewis | 47.0955 | -122.5672 | United States | US | USA | Washington |  | 12933 | 1840073933
Fort Liberté, Nord-Est, Haiti | Fort Liberté | Fort Liberte | 19.6656 | -71.8448 | Haiti | HT | HTI | Nord-Est | admin | 11465 | 1332603160
Fort Lupton, Colorado, United States | Fort Lupton | Fort Lupton | 40.0831 | -104.8024 | United States | US | USA | Colorado |  | 10208 | 1840020148
Fort Madison, Iowa, United States | Fort Madison | Fort Madison | 40.6207 | -91.3509 | United States | US | USA | Iowa |  | 10130 | 1840008321
Fort Meade, Maryland, United States | Fort Meade | Fort Meade | 39.1058 | -76.7438 | United States | US | USA | Maryland |  | 10297 | 1840073581
Fort Meade, Florida, United States | Fort Meade | Fort Meade | 27.7645 | -81.8058 | United States | US | USA | Florida |  | 6932 | 1840014134
Fort Mill, South Carolina, United States | Fort Mill | Fort Mill | 35.0062 | -80.9388 | United States | US | USA | South Carolina |  | 22284 | 1840016479
Fort Mitchell, Kentucky, United States | Fort Mitchell | Fort Mitchell | 39.0459 | -84.5563 | United States | US | USA | Kentucky |  | 8241 | 1840013170
Fort Mohave, Arizona, United States | Fort Mohave | Fort Mohave | 35.0004 | -114.5748 | United States | US | USA | Arizona |  | 15228 | 1840042961
Fort Morgan, Colorado, United States | Fort Morgan | Fort Morgan | 40.2538 | -103.7909 | United States | US | USA | Colorado |  | 13349 | 1840020175
Fort Myers, Florida, United States | Fort Myers | Fort Myers | 26.6195 | -81.8303 | United States | US | USA | Florida |  | 87103 | 1840014226
Fort Myers Beach, Florida, United States | Fort Myers Beach | Fort Myers Beach | 26.4324 | -81.9168 | United States | US | USA | Florida |  | 7094 | 1840017269
Fort Myers Shores, Florida, United States | Fort Myers Shores | Fort Myers Shores | 26.7135 | -81.7383 | United States | US | USA | Florida |  | 7010 | 1840014212
Fort Oglethorpe, Georgia, United States | Fort Oglethorpe | Fort Oglethorpe | 34.9319 | -85.246 | United States | US | USA | Georgia |  | 9994 | 1840013554
Fort Payne, Alabama, United States | Fort Payne | Fort Payne | 34.4557 | -85.6965 | United States | US | USA | Alabama |  | 7049 | 1840004822
Fort Pierce, Florida, United States | Fort Pierce | Fort Pierce | 27.4256 | -80.3431 | United States | US | USA | Florida |  | 46103 | 1840014178
Fort Pierce North, Florida, United States | Fort Pierce North | Fort Pierce North | 27.4736 | -80.3594 | United States | US | USA | Florida |  | 7070 | 1840073834
Fort Plain, New York, United States | Fort Plain | Fort Plain | 42.9316 | -74.6277 | United States | US | USA | New York |  | 5488 | 1840004402
Fort Polk South, Louisiana, United States | Fort Polk South | Fort Polk South | 31.0512 | -93.2159 | United States | US | USA | Louisiana |  | 9233 | 1840073837
Fort Portal, Kabarole, Uganda | Fort Portal | Fort Portal | 0.671 | 30.275 | Uganda | UG | UGA | Kabarole | admin | 42670 | 1800139086
Fort Riley, Kansas, United States | Fort Riley | Fort Riley | 39.1111 | -96.8138 | United States | US | USA | Kansas |  | 7116 | 1840073757
Fort Rucker, Alabama, United States | Fort Rucker | Fort Rucker | 31.3428 | -85.7154 | United States | US | USA | Alabama |  | 5134 | 1840073838
Fort Salonga, New York, United States | Fort Salonga | Fort Salonga | 40.906 | -73.2992 | United States | US | USA | New York |  | 9776 | 1840005013
Fort Saskatchewan, Alberta, Canada | Fort Saskatchewan | Fort Saskatchewan | 53.7128 | -113.2133 | Canada | CA | CAN | Alberta |  | 24149 | 1124769097
Fort Scott, Kansas, United States | Fort Scott | Fort Scott | 37.8283 | -94.7038 | United States | US | USA | Kansas |  | 7514 | 1840001683
Fort Shawnee, Ohio, United States | Fort Shawnee | Fort Shawnee | 40.6814 | -84.1487 | United States | US | USA | Ohio |  | 5960 | 1840011955
Fort Smith, Arkansas, United States | Fort Smith | Fort Smith | 35.3493 | -94.3695 | United States | US | USA | Arkansas |  | 125354 | 1840013456
Fort St. John, British Columbia, Canada | Fort St. John | Fort St. John | 56.2465 | -120.8476 | Canada | CA | CAN | British Columbia |  | 20155 | 1124517495
Fort Stewart, Georgia, United States | Fort Stewart | Fort Stewart | 31.8818 | -81.6105 | United States | US | USA | Georgia |  | 9326 | 1840073839
Fort Stockton, Texas, United States | Fort Stockton | Fort Stockton | 30.8926 | -102.8844 | United States | US | USA | Texas |  | 9495 | 1840020848
Fort Thomas, Kentucky, United States | Fort Thomas | Fort Thomas | 39.0802 | -84.4518 | United States | US | USA | Kentucky |  | 16263 | 1840013163
Fort Valley, Georgia, United States | Fort Valley | Fort Valley | 32.552 | -83.8819 | United States | US | USA | Georgia |  | 9683 | 1840013819
Fort Walton Beach, Florida, United States | Fort Walton Beach | Fort Walton Beach | 30.4249 | -86.6194 | United States | US | USA | Florida |  | 22521 | 1840013923
Fort Washington, Maryland, United States | Fort Washington | Fort Washington | 38.7339 | -77.0069 | United States | US | USA | Maryland |  | 24183 | 1840005953
Fort Washington, Pennsylvania, United States | Fort Washington | Fort Washington | 40.1407 | -75.1925 | United States | US | USA | Pennsylvania |  | 5559 | 1840005460
Fort Wayne, Indiana, United States | Fort Wayne | Fort Wayne | 41.0886 | -85.1437 | United States | US | USA | Indiana |  | 334122 | 1840008261
Fort Wellington, Mahaica-Berbice, Guyana | Fort Wellington | Fort Wellington | 6.3909 | -57.6038 | Guyana | GY | GUY | Mahaica-Berbice | admin |  | 1328483798
Fort William, Highland, United Kingdom | Fort William | Fort William | 56.8198 | -5.1052 | United Kingdom | GB | GBR | Highland |  | 10459 | 1826742184
Fort Worth, Texas, United States | Fort Worth | Fort Worth | 32.7811 | -97.3473 | United States | US | USA | Texas |  | 909585 | 1840020696
Fort Wright, Kentucky, United States | Fort Wright | Fort Wright | 39.0462 | -84.5362 | United States | US | USA | Kentucky |  | 5745 | 1840013171
Fortaleza, Ceará, Brazil | Fortaleza | Fortaleza | -3.7275 | -38.5275 | Brazil | BR | BRA | Ceará | admin | 2452185 | 1076567885
Fort-de-France, , Martinique | Fort-de-France | Fort-de-France | 14.6104 | -61.08 | Martinique | MQ | MTQ |  | admin | 253995 | 1474969110
Fortín de las Flores, Veracruz, Mexico | Fortín de las Flores | Fortin de las Flores | 18.9 | -97 | Mexico | MX | MEX | Veracruz | minor | 18965 | 1484333240
Fort-Shevchenko, Mangghystaū, Kazakhstan | Fort-Shevchenko | Fort-Shevchenko | 44.5171 | 50.2666 | Kazakhstan | KZ | KAZ | Mangghystaū |  | 5213 | 1398201971
Fortuna, California, United States | Fortuna | Fortuna | 40.5862 | -124.1419 | United States | US | USA | California |  | 13449 | 1840009553
Fortuna Foothills, Arizona, United States | Fortuna Foothills | Fortuna Foothills | 32.6616 | -114.3973 | United States | US | USA | Arizona |  | 29485 | 1840027989
Foshan, Guangdong, China | Foshan | Foshan | 23.0292 | 113.1056 | China | CN | CHN | Guangdong | minor | 7194311 | 1156738403
Foster City, California, United States | Foster City | Foster City | 37.5553 | -122.2659 | United States | US | USA | California |  | 33901 | 1840020302
Fostoria, Ohio, United States | Fostoria | Fostoria | 41.1601 | -83.412 | United States | US | USA | Ohio |  | 14458 | 1840000820
Fót, Pest, Hungary | Fót | Fot | 47.6092 | 19.1928 | Hungary | HU | HUN | Pest |  | 19674 | 1348547694
Fougères, Bretagne, France | Fougères | Fougeres | 48.3525 | -1.1986 | France | FR | FRA | Bretagne | minor | 20418 | 1250890838
Foumban, Ouest, Cameroon | Foumban | Foumban | 5.7167 | 10.9167 | Cameroon | CM | CMR | Ouest |  | 92673 | 1120088650
Fountain, Colorado, United States | Fountain | Fountain | 38.6886 | -104.6829 | United States | US | USA | Colorado |  | 30735 | 1840020236
Fountain Hills, Arizona, United States | Fountain Hills | Fountain Hills | 33.6073 | -111.7398 | United States | US | USA | Arizona |  | 25200 | 1840021945
Fountain Inn, South Carolina, United States | Fountain Inn | Fountain Inn | 34.6994 | -82.1999 | United States | US | USA | South Carolina |  | 10441 | 1840013500
Fountain Valley, California, United States | Fountain Valley | Fountain Valley | 33.7105 | -117.9514 | United States | US | USA | California |  | 55357 | 1840020575
Fountainebleau, Florida, United States | Fountainebleau | Fountainebleau | 25.7723 | -80.3458 | United States | US | USA | Florida |  | 59833 | 1840028983
Fountainhead-Orchard Hills, Maryland, United States | Fountainhead-Orchard Hills | Fountainhead-Orchard Hills | 39.6878 | -77.7173 | United States | US | USA | Maryland |  | 5823 | 1840073674
Four Corners, Oregon, United States | Four Corners | Four Corners | 44.9291 | -122.9731 | United States | US | USA | Oregon |  | 16045 | 1840034722
Four Corners, Maryland, United States | Four Corners | Four Corners | 39.0235 | -77.0102 | United States | US | USA | Maryland |  | 8566 | 1840024489
Four Corners, Texas, United States | Four Corners | Four Corners | 29.6705 | -95.6596 | United States | US | USA | Texas |  | 12465 | 1840018265
Fowler, California, United States | Fowler | Fowler | 36.6243 | -119.6737 | United States | US | USA | California |  | 6790 | 1840020318
Fox Chapel, Pennsylvania, United States | Fox Chapel | Fox Chapel | 40.5247 | -79.8898 | United States | US | USA | Pennsylvania |  | 5076 | 1840001197
Fox Crossing, Wisconsin, United States | Fox Crossing | Fox Crossing | 44.2229 | -88.4763 | United States | US | USA | Wisconsin |  | 19012 | 1840038105
Fox Lake, Illinois, United States | Fox Lake | Fox Lake | 42.4239 | -88.1844 | United States | US | USA | Illinois |  | 10451 | 1840011168
Fox Point, Wisconsin, United States | Fox Point | Fox Point | 43.1581 | -87.9013 | United States | US | USA | Wisconsin |  | 6543 | 1840003042
Foxborough, Massachusetts, United States | Foxborough | Foxborough | 42.0627 | -71.2461 | United States | US | USA | Massachusetts |  | 17535 | 1840053549
Foz do Iguaçu, Paraná, Brazil | Foz do Iguaçu | Foz do Iguacu | -25.5478 | -54.5878 | Brazil | BR | BRA | Paraná |  | 256088 | 1076025805
Framingham, Massachusetts, United States | Framingham | Framingham | 42.3085 | -71.4368 | United States | US | USA | Massachusetts |  | 74416 | 1840003131
Frampton Cotterell, South Gloucestershire, United Kingdom | Frampton Cotterell | Frampton Cotterell | 51.54 | -2.48 | United Kingdom | GB | GBR | South Gloucestershire |  | 6520 | 1826478972
Franca, São Paulo, Brazil | Franca | Franca | -20.5389 | -47.4008 | Brazil | BR | BRA | São Paulo |  | 342112 | 1076740256
Franceville, Haut-Ogooué, Gabon | Franceville | Franceville | -1.6333 | 13.5833 | Gabon | GA | GAB | Haut-Ogooué | admin | 42967 | 1266537692
Francisco I. Madero, Coahuila de Zaragoza, Mexico | Francisco I. Madero | Francisco I. Madero | 25.7753 | -103.2731 | Mexico | MX | MEX | Coahuila de Zaragoza | minor | 50084 | 1484764993
Francisco Morato, São Paulo, Brazil | Francisco Morato | Francisco Morato | -23.2817 | -46.7425 | Brazil | BR | BRA | São Paulo |  | 168243 | 1076808330
Francistown, Francistown, Botswana | Francistown | Francistown | -21.1736 | 27.5125 | Botswana | BW | BWA | Francistown | admin | 89979 | 1072124168
Francisville, Kentucky, United States | Francisville | Francisville | 39.1067 | -84.7277 | United States | US | USA | Kentucky |  | 9401 | 1840026679
Franco da Rocha, São Paulo, Brazil | Franco da Rocha | Franco da Rocha | -23.3286 | -46.7244 | Brazil | BR | BRA | São Paulo |  | 145755 | 1076071582
Franconia, Virginia, United States | Franconia | Franconia | 38.7682 | -77.1587 | United States | US | USA | Virginia |  | 19725 | 1840006027
Franconia, Pennsylvania, United States | Franconia | Franconia | 40.3055 | -75.359 | United States | US | USA | Pennsylvania |  | 13258 | 1840102936
Franconville, Île-de-France, France | Franconville | Franconville | 48.9889 | 2.2314 | France | FR | FRA | Île-de-France |  | 36762 | 1250716454
Frankenberg, Hesse, Germany | Frankenberg | Frankenberg | 51.0589 | 8.7967 | Germany | DE | DEU | Hesse |  | 17808 | 1276051534
Frankenberg, Saxony, Germany | Frankenberg | Frankenberg | 50.9108 | 13.0378 | Germany | DE | DEU | Saxony |  | 14088 | 1276762731
Frankenmuth, Michigan, United States | Frankenmuth | Frankenmuth | 43.3321 | -83.7395 | United States | US | USA | Michigan |  | 5560 | 1840002814
Frankenthal, Rhineland-Palatinate, Germany | Frankenthal | Frankenthal | 49.5333 | 8.35 | Germany | DE | DEU | Rhineland-Palatinate | minor | 48561 | 1276888667
Frankford, New Jersey, United States | Frankford | Frankford | 41.1615 | -74.7381 | United States | US | USA | New Jersey |  | 5361 | 1840081786
Frankfort, Kentucky, United States | Frankfort | Frankfort | 38.1924 | -84.8643 | United States | US | USA | Kentucky | admin | 38852 | 1840013210
Frankfort, Illinois, United States | Frankfort | Frankfort | 41.4887 | -87.8361 | United States | US | USA | Illinois |  | 19373 | 1840011486
Frankfort, Indiana, United States | Frankfort | Frankfort | 40.281 | -86.5213 | United States | US | USA | Indiana |  | 16136 | 1840008358
Frankfort, New York, United States | Frankfort | Frankfort | 43.0389 | -75.1377 | United States | US | USA | New York |  | 7400 | 1840004147
Frankfort Square, Illinois, United States | Frankfort Square | Frankfort Square | 41.5221 | -87.8033 | United States | US | USA | Illinois |  | 8638 | 1840029897
Frankfurt, Hesse, Germany | Frankfurt | Frankfurt | 50.1136 | 8.6797 | Germany | DE | DEU | Hesse | minor | 753056 | 1276054552
Frankfurt (Oder), Brandenburg, Germany | Frankfurt (Oder) | Frankfurt (Oder) | 52.35 | 14.55 | Germany | DE | DEU | Brandenburg | minor | 57873 | 1276397323
Franklin, Tennessee, United States | Franklin | Franklin | 35.9216 | -86.8525 | United States | US | USA | Tennessee |  | 83097 | 1840013380
Franklin, Wisconsin, United States | Franklin | Franklin | 42.8854 | -88.0104 | United States | US | USA | Wisconsin |  | 35811 | 1840003043
Franklin, Massachusetts, United States | Franklin | Franklin | 42.0862 | -71.4113 | United States | US | USA | Massachusetts |  | 34087 | 1840031178
Franklin, New Jersey, United States | Franklin | Franklin | 41.1101 | -74.5886 | United States | US | USA | New Jersey |  | 33153 | 1840003480
Franklin, Indiana, United States | Franklin | Franklin | 39.4938 | -86.0546 | United States | US | USA | Indiana |  | 25608 | 1840008460
Franklin, Louisiana, United States | Franklin | Franklin | 29.7851 | -91.5098 | United States | US | USA | Louisiana |  | 12803 | 1840014019
Franklin, Ohio, United States | Franklin | Franklin | 39.5538 | -84.295 | United States | US | USA | Ohio |  | 11612 | 1840008466
Franklin, Kentucky, United States | Franklin | Franklin | 36.7178 | -86.5595 | United States | US | USA | Kentucky |  | 10118 | 1840013290
Franklin, New Hampshire, United States | Franklin | Franklin | 43.4499 | -71.6691 | United States | US | USA | New Hampshire |  | 9817 | 1840002748
Franklin, Pennsylvania, United States | Franklin | Franklin | 41.3936 | -79.8425 | United States | US | USA | Pennsylvania |  | 8802 | 1840003425
Franklin, Virginia, United States | Franklin | Franklin | 36.6831 | -76.9386 | United States | US | USA | Virginia |  | 8549 | 1840003876
Franklin, California, United States | Franklin | Franklin | 37.3277 | -120.5321 | United States | US | USA | California |  | 7314 | 1840075835
Franklin, North Carolina, United States | Franklin | Franklin | 35.1798 | -83.3808 | United States | US | USA | North Carolina |  | 7238 | 1840016421
Franklin Farm, Virginia, United States | Franklin Farm | Franklin Farm | 38.9133 | -77.3969 | United States | US | USA | Virginia |  | 18727 | 1840041752
Franklin Lakes, New Jersey, United States | Franklin Lakes | Franklin Lakes | 41.0086 | -74.2083 | United States | US | USA | New Jersey |  | 11119 | 1840003553
Franklin Park, New Jersey, United States | Franklin Park | Franklin Park | 40.4439 | -74.5432 | United States | US | USA | New Jersey |  | 14612 | 1840039889
Franklin Park, Illinois, United States | Franklin Park | Franklin Park | 41.9361 | -87.8794 | United States | US | USA | Illinois |  | 17627 | 1840011278
Franklin Park, Pennsylvania, United States | Franklin Park | Franklin Park | 40.5903 | -80.0999 | United States | US | USA | Pennsylvania |  | 14885 | 1840001198
Franklin Square, New York, United States | Franklin Square | Franklin Square | 40.7002 | -73.6775 | United States | US | USA | New York |  | 32329 | 1840005256
Franklin Township, New Jersey, United States | Franklin Township | Franklin Township | 40.4759 | -74.5515 | United States | US | USA | New Jersey |  | 65452 | 1840143542
Franklin Township, New Jersey, United States | Franklin Township | Franklin Township | 39.5954 | -75.019 | United States | US | USA | New Jersey |  | 16505 | 1840150769
Franklin Township, Pennsylvania, United States | Franklin Township | Franklin Township | 39.8865 | -80.1807 | United States | US | USA | Pennsylvania |  | 6941 | 1840142433
Frankston, Victoria, Australia | Frankston | Frankston | -38.158 | 145.135 | Australia | AU | AUS | Victoria |  | 36097 | 1036126828
Frankstown, Pennsylvania, United States | Frankstown | Frankstown | 40.4453 | -78.3185 | United States | US | USA | Pennsylvania |  | 7356 | 1840104471
Františkovy Lázně, Karlovarský Kraj, Czechia | Františkovy Lázně | Frantiskovy Lazne | 50.1205 | 12.3518 | Czechia | CZ | CZE | Karlovarský Kraj |  | 5461 | 1203641518
Fraser, Michigan, United States | Fraser | Fraser | 42.5388 | -82.9496 | United States | US | USA | Michigan |  | 14480 | 1840002421
Fraserburgh, Aberdeenshire, United Kingdom | Fraserburgh | Fraserburgh | 57.693 | -2.005 | United Kingdom | GB | GBR | Aberdeenshire |  | 13100 | 1826713495
Frasin, Suceava, Romania | Frasin | Frasin | 47.5183 | 25.7819 | Romania | RO | ROU | Suceava |  | 5876 | 1642719080
Frauenfeld, Thurgau, Switzerland | Frauenfeld | Frauenfeld | 47.5558 | 8.8964 | Switzerland | CH | CHE | Thurgau |  | 25442 | 1756399413
Fray Bentos, Río Negro, Uruguay | Fray Bentos | Fray Bentos | -33.1333 | -58.3 | Uruguay | UY | URY | Río Negro | admin | 24406 | 1858727525
Frechen, North Rhine-Westphalia, Germany | Frechen | Frechen | 50.9167 | 6.8167 | Germany | DE | DEU | North Rhine-Westphalia |  | 52473 | 1276255319
Freckleton, Lancashire, United Kingdom | Freckleton | Freckleton | 53.753 | -2.867 | United Kingdom | GB | GBR | Lancashire |  | 6019 | 1826757058
Frederick, Maryland, United States | Frederick | Frederick | 39.4336 | -77.4141 | United States | US | USA | Maryland |  | 156787 | 1840005710
Frederick, Colorado, United States | Frederick | Frederick | 40.1089 | -104.9694 | United States | US | USA | Colorado |  | 13960 | 1840021364
Fredericksburg, Virginia, United States | Fredericksburg | Fredericksburg | 38.2992 | -77.4872 | United States | US | USA | Virginia |  | 168909 | 1840003845
Fredericksburg, Texas, United States | Fredericksburg | Fredericksburg | 30.2661 | -98.8749 | United States | US | USA | Texas |  | 12567 | 1840020898
Frederickson, Washington, United States | Frederickson | Frederickson | 47.0914 | -122.3594 | United States | US | USA | Washington |  | 22935 | 1840037551
Fredericton, New Brunswick, Canada | Fredericton | Fredericton | 45.9636 | -66.6431 | Canada | CA | CAN | New Brunswick |  | 58220 | 1124061289
Frederikshavn, Nordjylland, Denmark | Frederikshavn | Frederikshavn | 57.4337 | 10.5333 | Denmark | DK | DNK | Nordjylland | minor | 24103 | 1208910213
Fredonia, New York, United States | Fredonia | Fredonia | 42.4407 | -79.3319 | United States | US | USA | New York |  | 10303 | 1840004566
Freehold, New Jersey, United States | Freehold | Freehold | 40.2233 | -74.2986 | United States | US | USA | New Jersey |  | 35116 | 1840003687
Freeland, Michigan, United States | Freeland | Freeland | 43.5198 | -84.1124 | United States | US | USA | Michigan |  | 7125 | 1840004224
Freeport, New York, United States | Freeport | Freeport | 40.6515 | -73.585 | United States | US | USA | New York |  | 42956 | 1840005288
Freeport, Illinois, United States | Freeport | Freeport | 42.2893 | -89.6347 | United States | US | USA | Illinois |  | 24092 | 1840008083
Freeport, Texas, United States | Freeport | Freeport | 28.9454 | -95.3601 | United States | US | USA | Texas |  | 12136 | 1840020974
Freeport, Maine, United States | Freeport | Freeport | 43.8556 | -70.1009 | United States | US | USA | Maine |  | 8387 | 1840052826
Freeport City, City of Freeport, Bahamas, The | Freeport City | Freeport City | 26.5333 | -78.7 | Bahamas, The | BS | BHS | City of Freeport |  | 25383 | 1044291614
Freetown, Western Area, Sierra Leone | Freetown | Freetown | 8.4833 | -13.2331 | Sierra Leone | SL | SLE | Western Area | primary | 951000 | 1694085071
Freetown, Massachusetts, United States | Freetown | Freetown | 41.7714 | -71.0157 | United States | US | USA | Massachusetts |  | 9251 | 1840070385
Freiberg, Saxony, Germany | Freiberg | Freiberg | 50.9119 | 13.3428 | Germany | DE | DEU | Saxony | minor | 40885 | 1276914988
Freiberg am Neckar, Baden-Württemberg, Germany | Freiberg am Neckar | Freiberg am Neckar | 48.9347 | 9.1917 | Germany | DE | DEU | Baden-Württemberg |  | 15968 | 1276056473
Freiburg im Breisgau, Baden-Württemberg, Germany | Freiburg im Breisgau | Freiburg im Breisgau | 47.9947 | 7.8497 | Germany | DE | DEU | Baden-Württemberg | minor | 230241 | 1276371228
Freienbach, Schwyz, Switzerland | Freienbach | Freienbach | 47.2047 | 8.7578 | Switzerland | CH | CHE | Schwyz |  | 16269 | 1756905696
Freilassing, Bavaria, Germany | Freilassing | Freilassing | 47.8333 | 12.9667 | Germany | DE | DEU | Bavaria |  | 16939 | 1276282147
Freising, Bavaria, Germany | Freising | Freising | 48.4028 | 11.7489 | Germany | DE | DEU | Bavaria | minor | 48634 | 1276519005
Freistadt, Oberösterreich, Austria | Freistadt | Freistadt | 48.5117 | 14.5061 | Austria | AT | AUT | Oberösterreich | minor | 7909 | 1040267648
Freital, Saxony, Germany | Freital | Freital | 51.0167 | 13.65 | Germany | DE | DEU | Saxony |  | 39709 | 1276672229
Fréjus, Provence-Alpes-Côte d’Azur, France | Fréjus | Frejus | 43.433 | 6.737 | France | FR | FRA | Provence-Alpes-Côte d’Azur |  | 52672 | 1250083981
Fremantle, Western Australia, Australia | Fremantle | Fremantle | -32.0569 | 115.7439 | Australia | AU | AUS | Western Australia |  | 7459 | 1036824217
Fremont, California, United States | Fremont | Fremont | 37.5265 | -121.9852 | United States | US | USA | California |  | 241110 | 1840020292
Fremont, Nebraska, United States | Fremont | Fremont | 41.4396 | -96.4879 | United States | US | USA | Nebraska |  | 27456 | 1840003346
Fremont, Ohio, United States | Fremont | Fremont | 41.3536 | -83.1148 | United States | US | USA | Ohio |  | 22191 | 1840000653
French Valley, California, United States | French Valley | French Valley | 33.5998 | -117.1069 | United States | US | USA | California |  | 33818 | 1840075867
Frenštát pod Radhoštěm, Moravskoslezský Kraj, Czechia | Frenštát pod Radhoštěm | Frenstat pod Radhostem | 49.5483 | 18.2108 | Czechia | CZ | CZE | Moravskoslezský Kraj |  | 10837 | 1203465419
Freren, Lower Saxony, Germany | Freren | Freren | 52.4667 | 7.5333 | Germany | DE | DEU | Lower Saxony |  | 5023 | 1276955957
Freshwater, Isle of Wight, United Kingdom | Freshwater | Freshwater | 50.6826 | -1.5249 | United Kingdom | GB | GBR | Isle of Wight |  | 5369 | 1826438887
Fresia, Los Lagos, Chile | Fresia | Fresia | -41.1531 | -73.4223 | Chile | CL | CHL | Los Lagos |  | 7328 | 1152963859
Fresnes, Île-de-France, France | Fresnes | Fresnes | 48.755 | 2.3221 | France | FR | FRA | Île-de-France |  | 27802 | 1250376205
Fresnillo, Zacatecas, Mexico | Fresnillo | Fresnillo | 23.175 | -102.8675 | Mexico | MX | MEX | Zacatecas | minor | 110892 | 1484014035
Fresno, California, United States | Fresno | Fresno | 36.7831 | -119.7941 | United States | US | USA | California |  | 703498 | 1840020319
Fresno, Texas, United States | Fresno | Fresno | 29.5358 | -95.4696 | United States | US | USA | Texas |  | 24607 | 1840018266
Freudenberg, North Rhine-Westphalia, Germany | Freudenberg | Freudenberg | 50.8997 | 7.8667 | Germany | DE | DEU | North Rhine-Westphalia |  | 17739 | 1276203816
Freudenstadt, Baden-Württemberg, Germany | Freudenstadt | Freudenstadt | 48.4633 | 8.4111 | Germany | DE | DEU | Baden-Württemberg | minor | 23442 | 1276092007
Freystadt, Bavaria, Germany | Freystadt | Freystadt | 49.1989 | 11.3292 | Germany | DE | DEU | Bavaria |  | 9013 | 1276684749
Freyung, Bavaria, Germany | Freyung | Freyung | 48.8075 | 13.5475 | Germany | DE | DEU | Bavaria | minor | 7166 | 1276001126
Fria, Boké, Guinea | Fria | Fria | 10.3804 | -13.55 | Guinea | GN | GIN | Boké | minor | 23729 | 1324583144
Frías, Santiago del Estero, Argentina | Frías | Frias | -28.6496 | -65.15 | Argentina | AR | ARG | Santiago del Estero | minor | 13594 | 1032077058
Fribourg, Fribourg, Switzerland | Fribourg | Fribourg | 46.8 | 7.15 | Switzerland | CH | CHE | Fribourg | admin | 38365 | 1756145667
Fridley, Minnesota, United States | Fridley | Fridley | 45.0841 | -93.2595 | United States | US | USA | Minnesota |  | 27826 | 1840007798
Friedberg, Bavaria, Germany | Friedberg | Friedberg | 48.35 | 10.9833 | Germany | DE | DEU | Bavaria |  | 29810 | 1276408320
Friedberg, Hesse, Germany | Friedberg | Friedberg | 50.3353 | 8.755 | Germany | DE | DEU | Hesse | minor | 29180 | 1276800921
Friedland, Mecklenburg-Western Pomerania, Germany | Friedland | Friedland | 53.659 | 13.5397 | Germany | DE | DEU | Mecklenburg-Western Pomerania |  | 6472 | 1276869290
Friedrichroda, Thuringia, Germany | Friedrichroda | Friedrichroda | 50.8575 | 10.5651 | Germany | DE | DEU | Thuringia |  | 7275 | 1276292686
Friedrichsdorf, Hesse, Germany | Friedrichsdorf | Friedrichsdorf | 50.2569 | 8.6418 | Germany | DE | DEU | Hesse |  | 25194 | 1276577829
Friedrichshafen, Baden-Württemberg, Germany | Friedrichshafen | Friedrichshafen | 47.6542 | 9.4792 | Germany | DE | DEU | Baden-Württemberg |  | 60865 | 1276002705
Friedrichsthal, Saarland, Germany | Friedrichsthal | Friedrichsthal | 49.3256 | 7.0961 | Germany | DE | DEU | Saarland |  | 10133 | 1276137098
Friendly, Maryland, United States | Friendly | Friendly | 38.7601 | -76.9642 | United States | US | USA | Maryland |  | 9793 | 1840005954
Friendship Heights Village, Maryland, United States | Friendship Heights Village | Friendship Heights Village | 38.9633 | -77.09 | United States | US | USA | Maryland |  | 5225 | 1840073677
Friendswood, Texas, United States | Friendswood | Friendswood | 29.5111 | -95.1979 | United States | US | USA | Texas |  | 40290 | 1840020969
Friern Barnet, Barnet, United Kingdom | Friern Barnet | Friern Barnet | 51.6126 | -0.1584 | United Kingdom | GB | GBR | Barnet |  | 17250 | 1826718744
Friesoythe, Lower Saxony, Germany | Friesoythe | Friesoythe | 53.0206 | 7.8586 | Germany | DE | DEU | Lower Saxony |  | 22456 | 1276189033
Frimley, Surrey, United Kingdom | Frimley | Frimley | 51.3143 | -0.7387 | United Kingdom | GB | GBR | Surrey |  | 6178 | 1826062895
Frisco, Texas, United States | Frisco | Frisco | 33.1555 | -96.8215 | United States | US | USA | Texas |  | 200490 | 1840020654
Fritzlar, Hesse, Germany | Fritzlar | Fritzlar | 51.1333 | 9.2667 | Germany | DE | DEU | Hesse |  | 14744 | 1276290750
Frodsham, Cheshire West and Chester, United Kingdom | Frodsham | Frodsham | 53.295 | -2.725 | United Kingdom | GB | GBR | Cheshire West and Chester |  | 9077 | 1826347011
Frohburg, Saxony, Germany | Frohburg | Frohburg | 51.0561 | 12.555 | Germany | DE | DEU | Saxony |  | 12470 | 1276859230
Frohnleiten, Steiermark, Austria | Frohnleiten | Frohnleiten | 47.2703 | 15.3244 | Austria | AT | AUT | Steiermark |  | 6655 | 1040237570
Frolovo, Volgogradskaya Oblast’, Russia | Frolovo | Frolovo | 49.7714 | 43.6622 | Russia | RU | RUS | Volgogradskaya Oblast’ |  | 36951 | 1643011047
Frome, Somerset, United Kingdom | Frome | Frome | 51.2279 | -2.3215 | United Kingdom | GB | GBR | Somerset |  | 26203 | 1826730210
Fröndenberg, North Rhine-Westphalia, Germany | Fröndenberg | Frondenberg | 51.4719 | 7.7658 | Germany | DE | DEU | North Rhine-Westphalia |  | 20766 | 1276071190
Front of Yonge, Ontario, Canada | Front of Yonge | Front of Yonge | 44.5333 | -75.8667 | Canada | CA | CAN | Ontario |  | 5710 | 1124001901
Front Royal, Virginia, United States | Front Royal | Front Royal | 38.926 | -78.1838 | United States | US | USA | Virginia |  | 19719 | 1840006045
Frontera, Coahuila de Zaragoza, Mexico | Frontera | Frontera | 26.926 | -101.449 | Mexico | MX | MEX | Coahuila de Zaragoza | minor | 70160 | 1484811972
Frontera, Tabasco, Mexico | Frontera | Frontera | 18.5336 | -92.6469 | Mexico | MX | MEX | Tabasco | minor | 22795 | 1484000527
Frontera, Córdoba, Argentina | Frontera | Frontera | -31.4278 | -62.0619 | Argentina | AR | ARG | Córdoba |  | 10520 | 1032791892
Frontera Corozal, Chiapas, Mexico | Frontera Corozal | Frontera Corozal | 16.8211 | -90.8903 | Mexico | MX | MEX | Chiapas |  | 5184 | 1484185978
Frontignan, Occitanie, France | Frontignan | Frontignan | 43.4483 | 3.7561 | France | FR | FRA | Occitanie |  | 22762 | 1250857388
Frostburg, Maryland, United States | Frostburg | Frostburg | 39.6506 | -78.9269 | United States | US | USA | Maryland |  | 8505 | 1840005622
Frostproof, Florida, United States | Frostproof | Frostproof | 27.7493 | -81.5252 | United States | US | USA | Florida |  | 8312 | 1840014135
Fruit Cove, Florida, United States | Fruit Cove | Fruit Cove | 30.0972 | -81.6176 | United States | US | USA | Florida |  | 32994 | 1840013970
Fruit Heights, Utah, United States | Fruit Heights | Fruit Heights | 41.0277 | -111.9081 | United States | US | USA | Utah |  | 6221 | 1840020143
Fruita, Colorado, United States | Fruita | Fruita | 39.1549 | -108.7307 | United States | US | USA | Colorado |  | 13478 | 1840020229
Fruitland, Idaho, United States | Fruitland | Fruitland | 44.0195 | -116.9221 | United States | US | USA | Idaho |  | 5426 | 1840020013
Fruitland, Maryland, United States | Fruitland | Fruitland | 38.3214 | -75.6246 | United States | US | USA | Maryland |  | 5309 | 1840006218
Fruitland Park, Florida, United States | Fruitland Park | Fruitland Park | 28.86 | -81.919 | United States | US | USA | Florida |  | 10730 | 1840014055
Fruitridge Pocket, California, United States | Fruitridge Pocket | Fruitridge Pocket | 38.5326 | -121.4558 | United States | US | USA | California |  | 6215 | 1840075898
Fruitvale, Colorado, United States | Fruitvale | Fruitvale | 39.0933 | -108.4789 | United States | US | USA | Colorado |  | 8021 | 1840017557
Fruitville, Florida, United States | Fruitville | Fruitville | 27.3328 | -82.4616 | United States | US | USA | Florida |  | 13780 | 1840014179
Frutal, Minas Gerais, Brazil | Frutal | Frutal | -20.0247 | -48.9406 | Brazil | BR | BRA | Minas Gerais |  | 40931 | 1076112857
Frutillar, Los Lagos, Chile | Frutillar | Frutillar | -41.1258 | -73.0605 | Chile | CL | CHL | Los Lagos |  | 12876 | 1152151773
Fryazino, Moskovskaya Oblast’, Russia | Fryazino | Fryazino | 55.95 | 38.05 | Russia | RU | RUS | Moskovskaya Oblast’ |  | 60437 | 1643988572
Frýdek-Místek, Moravskoslezský Kraj, Czechia | Frýdek-Místek | Frydek-Mistek | 49.6881 | 18.3536 | Czechia | CZ | CZE | Moravskoslezský Kraj |  | 55557 | 1203111584
Frýdlant, Liberecký Kraj, Czechia | Frýdlant | Frydlant | 50.9215 | 15.0799 | Czechia | CZ | CZE | Liberecký Kraj |  | 7476 | 1203653640
Frýdlant nad Ostravicí, Moravskoslezský Kraj, Czechia | Frýdlant nad Ostravicí | Frydlant nad Ostravici | 49.5928 | 18.3597 | Czechia | CZ | CZE | Moravskoslezský Kraj |  | 9922 | 1203314077
Fu’an, Fujian, China | Fu’an | Fu'an | 27.1 | 119.6333 | China | CN | CHN | Fujian | minor | 577000 | 1156244234
Fuchū, Tōkyō, Japan | Fuchū | Fuchu | 35.6689 | 139.4778 | Japan | JP | JPN | Tōkyō |  | 263932 | 1392370709
Fuchūchō, Hiroshima, Japan | Fuchūchō | Fuchucho | 34.5683 | 133.2364 | Japan | JP | JPN | Hiroshima |  | 37874 | 1392822358
Fuding, Fujian, China | Fuding | Fuding | 27.2 | 120.2 | China | CN | CHN | Fujian | minor | 542000 | 1156530120
Fuentes del Valle, México, Mexico | Fuentes del Valle | Fuentes del Valle | 19.6325 | -99.1386 | Mexico | MX | MEX | México |  | 74087 | 1484020604
Fuerte Olimpo, Alto Paraguay, Paraguay | Fuerte Olimpo | Fuerte Olimpo | -21.0696 | -57.9 | Paraguay | PY | PRY | Alto Paraguay | admin | 2475 | 1600444658
Fuglafjørður, , Faroe Islands | Fuglafjørður | Fuglafjordhur | 62.2448 | -6.815 | Faroe Islands | FO | FRO |  | admin |  | 1234308038
Fuji, Shizuoka, Japan | Fuji | Fuji | 35.1614 | 138.6764 | Japan | JP | JPN | Shizuoka |  | 245078 | 1392249213
Fujiidera, Ōsaka, Japan | Fujiidera | Fujiidera | 34.5747 | 135.5975 | Japan | JP | JPN | Ōsaka |  | 63814 | 1392763646
Fujimino, Saitama, Japan | Fujimino | Fujimino | 35.8794 | 139.5197 | Japan | JP | JPN | Saitama |  | 112689 | 1392078110
Fujin, Heilongjiang, China | Fujin | Fujin | 47.2489 | 132.0341 | China | CN | CHN | Heilongjiang |  | 470000 | 1156404715
Fujioka, Gunma, Japan | Fujioka | Fujioka | 36.2667 | 139.0667 | Japan | JP | JPN | Gunma |  | 63556 | 1392000076
Fujisaki, Aomori, Japan | Fujisaki | Fujisaki | 40.6561 | 140.5025 | Japan | JP | JPN | Aomori |  | 14742 | 1392919322
Fukagawa, Hokkaidō, Japan | Fukagawa | Fukagawa | 43.7233 | 142.0536 | Japan | JP | JPN | Hokkaidō |  | 20526 | 1392710666
Fukang, Xinjiang, China | Fukang | Fukang | 44.1523 | 87.9793 | China | CN | CHN | Xinjiang | minor | 165006 | 1156761099
Fukata, Fukuoka, Japan | Fukata | Fukata | 33.8056 | 130.5406 | Japan | JP | JPN | Fukuoka |  | 96886 | 1392000279
Fukaura, Aomori, Japan | Fukaura | Fukaura | 40.6481 | 139.9278 | Japan | JP | JPN | Aomori |  | 7529 | 1392518219
Fukayachō, Saitama, Japan | Fukayachō | Fukayacho | 36.2 | 139.2833 | Japan | JP | JPN | Saitama |  | 141966 | 1392571441
Fukuchiyama, Kyōto, Japan | Fukuchiyama | Fukuchiyama | 35.2967 | 135.1264 | Japan | JP | JPN | Kyōto |  | 76677 | 1392295524
Fukui, Fukui, Japan | Fukui | Fukui | 36.0641 | 136.2196 | Japan | JP | JPN | Fukui | admin | 262530 | 1392897510
Fukuoka, Fukuoka, Japan | Fukuoka | Fukuoka | 33.5903 | 130.4019 | Japan | JP | JPN | Fukuoka | admin | 2128000 | 1392576294
Fukuroi, Shizuoka, Japan | Fukuroi | Fukuroi | 34.7503 | 137.925 | Japan | JP | JPN | Shizuoka |  | 87064 | 1392865065
Fukushima, Fukushima, Japan | Fukushima | Fukushima | 37.7608 | 140.4733 | Japan | JP | JPN | Fukushima | admin | 286742 | 1392570027
Fukuyama, Hiroshima, Japan | Fukuyama | Fukuyama | 34.4858 | 133.3625 | Japan | JP | JPN | Hiroshima |  | 462203 | 1392551602
Fukuyama, Hokkaidō, Japan | Fukuyama | Fukuyama | 41.43 | 140.1106 | Japan | JP | JPN | Hokkaidō |  | 7032 | 1392232626
Fukuyoshi, Fukuoka, Japan | Fukuyoshi | Fukuyoshi | 33.6833 | 130.78 | Japan | JP | JPN | Fukuoka |  | 21641 | 1392624866
Fulacunda, Quinara, Guinea-Bissau | Fulacunda | Fulacunda | 11.773 | -15.195 | Guinea-Bissau | GW | GNB | Quinara |  | 1311 | 1624165742
Fulda, Hesse, Germany | Fulda | Fulda | 50.5528 | 9.6775 | Germany | DE | DEU | Hesse | minor | 68586 | 1276669051
Fulham, Hammersmith and Fulham, United Kingdom | Fulham | Fulham | 51.4828 | -0.195 | United Kingdom | GB | GBR | Hammersmith and Fulham |  | 87161 | 1826877782
Fulin, Sichuan, China | Fulin | Fulin | 29.35 | 102.7167 | China | CN | CHN | Sichuan |  | 1049 | 1156759821
Fuller Heights, Florida, United States | Fuller Heights | Fuller Heights | 27.9226 | -81.9978 | United States | US | USA | Florida |  | 10327 | 1840025156
Fullerton, California, United States | Fullerton | Fullerton | 33.8841 | -117.9279 | United States | US | USA | California |  | 138632 | 1840020576
Fullerton, Pennsylvania, United States | Fullerton | Fullerton | 40.6308 | -75.4834 | United States | US | USA | Pennsylvania |  | 15578 | 1840034977
Fulnek, Moravskoslezský Kraj, Czechia | Fulnek | Fulnek | 49.7124 | 17.9032 | Czechia | CZ | CZE | Moravskoslezský Kraj |  | 5592 | 1203132715
Fulshear, Texas, United States | Fulshear | Fulshear | 29.693 | -95.8792 | United States | US | USA | Texas |  | 13914 | 1840020946
Fulton, Missouri, United States | Fulton | Fulton | 38.8551 | -91.9511 | United States | US | USA | Missouri |  | 12012 | 1840008560
Fulton, New York, United States | Fulton | Fulton | 43.3171 | -76.4162 | United States | US | USA | New York |  | 11102 | 1840000347
Fultondale, Alabama, United States | Fultondale | Fultondale | 33.6177 | -86.8015 | United States | US | USA | Alabama |  | 9284 | 1840002481
Fulwood, Sheffield, United Kingdom | Fulwood | Fulwood | 53.365 | -1.544 | United Kingdom | GB | GBR | Sheffield |  | 18233 | 1826986011
Fūman, Gīlān, Iran | Fūman | Fuman | 37.2239 | 49.3125 | Iran | IR | IRN | Gīlān | minor | 27763 | 1364180869
Funadhoo, Miladhunmadulu Uthuruburi, Maldives | Funadhoo | Funadhoo | 6.1509 | 73.2901 | Maldives | MV | MDV | Miladhunmadulu Uthuruburi | admin |  | 1462657112
Funafuti, Funafuti, Tuvalu | Funafuti | Funafuti | -8.5167 | 179.2167 | Tuvalu | TV | TUV | Funafuti | primary | 6025 | 1798251391
Funagata, Yamagata, Japan | Funagata | Funagata | 38.6917 | 140.32 | Japan | JP | JPN | Yamagata |  | 5143 | 1392068234
Funato, Wakayama, Japan | Funato | Funato | 34.2564 | 135.3111 | Japan | JP | JPN | Wakayama |  | 53566 | 1392061989
Funchal, Madeira, Portugal | Funchal | Funchal | 32.65 | -16.9167 | Portugal | PT | PRT | Madeira | admin | 111892 | 1620995356
Fundulea, Călăraşi, Romania | Fundulea | Fundulea | 44.4528 | 26.5153 | Romania | RO | ROU | Călăraşi |  | 6851 | 1642207771
Funtua, Katsina, Nigeria | Funtua | Funtua | 11.5204 | 7.32 | Nigeria | NG | NGA | Katsina | minor | 180475 | 1566877863
Fuqing, Fujian, China | Fuqing | Fuqing | 25.7232 | 119.3735 | China | CN | CHN | Fujian | minor | 1316000 | 1156893569
Fuquan, Guizhou, China | Fuquan | Fuquan | 26.7039 | 107.5087 | China | CN | CHN | Guizhou |  | 283904 | 1156672189
Fuquay-Varina, North Carolina, United States | Fuquay-Varina | Fuquay-Varina | 35.5958 | -78.7794 | United States | US | USA | North Carolina |  | 30324 | 1840016197
Furano, Hokkaidō, Japan | Furano | Furano | 43.3419 | 142.3833 | Japan | JP | JPN | Hokkaidō |  | 21630 | 1392470642
Furmanov, Ivanovskaya Oblast’, Russia | Furmanov | Furmanov | 57.25 | 41.1 | Russia | RU | RUS | Ivanovskaya Oblast’ |  | 33905 | 1643283283
Fürstenau, Lower Saxony, Germany | Fürstenau | Furstenau | 52.5167 | 7.6667 | Germany | DE | DEU | Lower Saxony |  | 9439 | 1276365707
Fürstenberg, Brandenburg, Germany | Fürstenberg | Furstenberg | 53.1853 | 13.1456 | Germany | DE | DEU | Brandenburg |  | 5838 | 1276740051
Fürstenfeld, Steiermark, Austria | Fürstenfeld | Furstenfeld | 47.05 | 16.0833 | Austria | AT | AUT | Steiermark |  | 8549 | 1040284464
Fürstenfeldbruck, Bavaria, Germany | Fürstenfeldbruck | Furstenfeldbruck | 48.1778 | 11.2556 | Germany | DE | DEU | Bavaria | minor | 37677 | 1276347995
Fürstenwalde, Brandenburg, Germany | Fürstenwalde | Furstenwalde | 52.3667 | 14.0667 | Germany | DE | DEU | Brandenburg |  | 31941 | 1276767308
Fürth, Bavaria, Germany | Fürth | Furth | 49.4783 | 10.9903 | Germany | DE | DEU | Bavaria | minor | 127748 | 1276580165
Furth im Wald, Bavaria, Germany | Furth im Wald | Furth im Wald | 49.3097 | 12.84 | Germany | DE | DEU | Bavaria |  | 9093 | 1276212241
Furtwangen im Schwarzwald, Baden-Württemberg, Germany | Furtwangen im Schwarzwald | Furtwangen im Schwarzwald | 48.0503 | 8.2092 | Germany | DE | DEU | Baden-Württemberg |  | 9091 | 1276132141
Furukawa, Gifu, Japan | Furukawa | Furukawa | 36.2383 | 137.1861 | Japan | JP | JPN | Gifu |  | 23030 | 1392467496
Furukawamen, Nagasaki, Japan | Furukawamen | Furukawamen | 33.2383 | 129.6506 | Japan | JP | JPN | Nagasaki |  | 13826 | 1392778986
Fushë Kosovë, Fushë Kosovë, Kosovo | Fushë Kosovë | Fushe Kosove | 42.63 | 21.12 | Kosovo | XK | XKS | Fushë Kosovë | admin | 33997 | 1901134407
Fushë-Krujë, Durrës, Albania | Fushë-Krujë | Fushe-Kruje | 41.4833 | 19.7167 | Albania | AL | ALB | Durrës |  | 18477 | 1008652935
Fushun, Liaoning, China | Fushun | Fushun | 41.8708 | 123.8917 | China | CN | CHN | Liaoning |  | 2300000 | 1156857743
Fussa, Tōkyō, Japan | Fussa | Fussa | 35.7386 | 139.3267 | Japan | JP | JPN | Tōkyō |  | 57527 | 1392749897
Füssen, Bavaria, Germany | Füssen | Fussen | 47.5667 | 10.7 | Germany | DE | DEU | Bavaria |  | 15608 | 1276059513
Futtsu, Chiba, Japan | Futtsu | Futtsu | 35.3042 | 139.8569 | Japan | JP | JPN | Chiba |  | 43213 | 1392321461
Fuxin, Liaoning, China | Fuxin | Fuxin | 42.0127 | 121.6486 | China | CN | CHN | Liaoning |  | 1930000 | 1156141954
Fuyang, Anhui, China | Fuyang | Fuyang | 32.8986 | 115.8045 | China | CN | CHN | Anhui |  | 8360000 | 1156248008
Fuyang, Zhejiang, China | Fuyang | Fuyang | 30.0533 | 119.9519 | China | CN | CHN | Zhejiang | minor | 771000 | 1156340393
Fuyu, Jilin, China | Fuyu | Fuyu | 45.1804 | 124.82 | China | CN | CHN | Jilin |  | 356905 | 1156595629
Fuyuan, Heilongjiang, China | Fuyuan | Fuyuan | 48.3614 | 134.2875 | China | CN | CHN | Heilongjiang |  | 480000 | 1156196485
Füzesabony, Heves, Hungary | Füzesabony | Fuzesabony | 47.751 | 20.409 | Hungary | HU | HUN | Heves | minor | 7412 | 1348915639
Füzesgyarmat, Békés, Hungary | Füzesgyarmat | Fuzesgyarmat | 47.1058 | 21.2119 | Hungary | HU | HUN | Békés |  | 5774 | 1348078449
Fuzhou, Fujian, China | Fuzhou | Fuzhou | 26.0769 | 119.2917 | China | CN | CHN | Fujian | admin | 5245000 | 1156188037
Fuzhou, Jiangxi, China | Fuzhou | Fuzhou | 27.9814 | 116.3577 | China | CN | CHN | Jiangxi |  | 4047200 | 1156915325
Füzuli, Füzuli, Azerbaijan | Füzuli | Fuzuli | 39.6003 | 47.1431 | Azerbaijan | AZ | AZE | Füzuli | admin |  | 1031872322
Fyfield, Essex, United Kingdom | Fyfield | Fyfield | 51.739 | 0.2722 | United Kingdom | GB | GBR | Essex |  | 104234 | 1826399602
Fyzābād, Uttar Pradesh, India | Fyzābād | Fyzabad | 26.7504 | 82.17 | India | IN | IND | Uttar Pradesh |  | 153047 | 1356032860
G‘uzor, Qashqadaryo, Uzbekistan | G‘uzor | G`uzor | 38.6208 | 66.2481 | Uzbekistan | UZ | UZB | Qashqadaryo |  | 17253 | 1860850796
G’ijduvon Shahri, Buxoro, Uzbekistan | G’ijduvon Shahri | G'ijduvon Shahri | 40.1 | 64.6667 | Uzbekistan | UZ | UZB | Buxoro | minor | 30486 | 1860839337
Gaalkacyo, Mudug, Somalia | Gaalkacyo | Gaalkacyo | 6.7697 | 47.4308 | Somalia | SO | SOM | Mudug | admin | 61200 | 1706067930
Gabčíkovo, Trnavský, Slovakia | Gabčíkovo | Gabcikovo | 47.8921 | 17.5788 | Slovakia | SK | SVK | Trnavský |  | 5391 | 1703668722
Gabès, Gabès, Tunisia | Gabès | Gabes | 33.9004 | 10.1 | Tunisia | TN | TUN | Gabès | admin | 219517 | 1788064276
Gaborone, Gaborone, Botswana | Gaborone | Gaborone | -24.6569 | 25.9086 | Botswana | BW | BWA | Gaborone | primary | 231626 | 1072756768
Gabrovo, Gabrovo, Bulgaria | Gabrovo | Gabrovo | 42.8711 | 25.315 | Bulgaria | BG | BGR | Gabrovo | admin | 62938 | 1100696135
Gabú, Gabú, Guinea-Bissau | Gabú | Gabu | 12.2833 | -14.2167 | Guinea-Bissau | GW | GNB | Gabú | admin | 14430 | 1624988048
Gadebusch, Mecklenburg-Western Pomerania, Germany | Gadebusch | Gadebusch | 53.7 | 11.1167 | Germany | DE | DEU | Mecklenburg-Western Pomerania |  | 5530 | 1276489588
Gadsden, Alabama, United States | Gadsden | Gadsden | 34.009 | -86.0156 | United States | US | USA | Alabama |  | 60944 | 1840006332
Gadwāl, Telangana, India | Gadwāl | Gadwal | 16.23 | 77.8 | India | IN | IND | Telangana |  | 63177 | 1356741221
Gadžin Han, Gadžin Han, Serbia | Gadžin Han | Gadzin Han | 43.2223 | 22.0333 | Serbia | RS | SRB | Gadžin Han | admin |  | 1688569895
Găeşti, Dâmboviţa, Romania | Găeşti | Gaesti | 44.7208 | 25.3147 | Romania | RO | ROU | Dâmboviţa |  | 13317 | 1642744335
Gaffney, South Carolina, United States | Gaffney | Gaffney | 35.0742 | -81.6558 | United States | US | USA | South Carolina |  | 21169 | 1840013515
Gafsa, Gafsa, Tunisia | Gafsa | Gafsa | 34.4204 | 8.78 | Tunisia | TN | TUN | Gafsa | admin | 126803 | 1788454569
Gagarin, Smolenskaya Oblast’, Russia | Gagarin | Gagarin | 55.55 | 35 | Russia | RU | RUS | Smolenskaya Oblast’ |  | 29041 | 1643316239
Gages Lake, Illinois, United States | Gages Lake | Gages Lake | 42.3519 | -87.9828 | United States | US | USA | Illinois |  | 9862 | 1840004638
Gaggenau, Baden-Württemberg, Germany | Gaggenau | Gaggenau | 48.8039 | 8.3194 | Germany | DE | DEU | Baden-Württemberg |  | 29777 | 1276552610
Gagnoa, Gôh-Djiboua, Côte D’Ivoire | Gagnoa | Gagnoa | 6.1333 | -5.9333 | Côte D’Ivoire | CI | CIV | Gôh-Djiboua | admin | 123184 | 1384138010
Gagny, Île-de-France, France | Gagny | Gagny | 48.8833 | 2.5333 | France | FR | FRA | Île-de-France |  | 39358 | 1250000251
Gahanna, Ohio, United States | Gahanna | Gahanna | 40.0251 | -82.8637 | United States | US | USA | Ohio |  | 35483 | 1840008390
Gaigirgordub, Kuna Yala, Panama | Gaigirgordub | Gaigirgordub | 9.55 | -78.9667 | Panama | PA | PAN | Kuna Yala | admin | 10 | 1591425685
Gaildorf, Baden-Württemberg, Germany | Gaildorf | Gaildorf | 49 | 9.7667 | Germany | DE | DEU | Baden-Württemberg |  | 12080 | 1276657591
Gainesville, Florida, United States | Gainesville | Gainesville | 29.6804 | -82.3458 | United States | US | USA | Florida |  | 202335 | 1840014022
Gainesville, Georgia, United States | Gainesville | Gainesville | 34.2903 | -83.8301 | United States | US | USA | Georgia |  | 167371 | 1840013612
Gainesville, Texas, United States | Gainesville | Gainesville | 33.6391 | -97.1488 | United States | US | USA | Texas |  | 16615 | 1840020573
Gainesville, Virginia, United States | Gainesville | Gainesville | 38.7931 | -77.6347 | United States | US | USA | Virginia |  | 15928 | 1840006098
Gainsborough, Lincolnshire, United Kingdom | Gainsborough | Gainsborough | 53.4016 | -0.7732 | United Kingdom | GB | GBR | Lincolnshire |  | 22841 | 1826888621
Gaithersburg, Maryland, United States | Gaithersburg | Gaithersburg | 39.1346 | -77.2132 | United States | US | USA | Maryland |  | 67985 | 1840005848
Gaizhou, Liaoning, China | Gaizhou | Gaizhou | 40.4019 | 122.3499 | China | CN | CHN | Liaoning | minor | 691595 | 1156145272
Galanta, Trnavský, Slovakia | Galanta | Galanta | 48.1914 | 17.7308 | Slovakia | SK | SVK | Trnavský | minor | 15029 | 1703120770
Galashiels, Scottish Borders, The, United Kingdom | Galashiels | Galashiels | 55.6194 | -2.8033 | United Kingdom | GB | GBR | Scottish Borders, The |  | 12600 | 1826185661
Galaţi, Galaţi, Romania | Galaţi | Galati | 45.4233 | 28.0425 | Romania | RO | ROU | Galaţi | admin | 249432 | 1642571620
Galax, Virginia, United States | Galax | Galax | 36.6661 | -80.9176 | United States | US | USA | Virginia |  | 6232 | 1840003877
Galeana, Nuevo León, Mexico | Galeana | Galeana | 24.8333 | -100.0667 | Mexico | MX | MEX | Nuevo León | minor | 38930 | 1484336701
Galena Park, Texas, United States | Galena Park | Galena Park | 29.7452 | -95.2333 | United States | US | USA | Texas |  | 10757 | 1840020922
Galesburg, Illinois, United States | Galesburg | Galesburg | 40.9506 | -90.3763 | United States | US | USA | Illinois |  | 33767 | 1840008277
Gália, São Paulo, Brazil | Gália | Galia | -22.2914 | -49.5528 | Brazil | BR | BRA | São Paulo |  | 6894 | 1076294691
Galich, Kostromskaya Oblast’, Russia | Galich | Galich | 58.3833 | 42.35 | Russia | RU | RUS | Kostromskaya Oblast’ |  | 16911 | 1643147614
Galion, Ohio, United States | Galion | Galion | 40.7385 | -82.7792 | United States | US | USA | Ohio |  | 15161 | 1840002752
Gallatin, Tennessee, United States | Gallatin | Gallatin | 36.3782 | -86.4696 | United States | US | USA | Tennessee |  | 42918 | 1840013295
Galle, Southern, Sri Lanka | Galle | Galle | 6.0395 | 80.2194 | Sri Lanka | LK | LKA | Southern | admin | 99478 | 1144191486
Galleywood, Essex, United Kingdom | Galleywood | Galleywood | 51.697 | 0.474 | United Kingdom | GB | GBR | Essex |  | 5738 | 1826387868
Galliano, Louisiana, United States | Galliano | Galliano | 29.447 | -90.3096 | United States | US | USA | Louisiana |  | 7131 | 1840014023
Gallneukirchen, Oberösterreich, Austria | Gallneukirchen | Gallneukirchen | 48.3531 | 14.4158 | Austria | AT | AUT | Oberösterreich |  | 6492 | 1040975167
Galloway, New Jersey, United States | Galloway | Galloway | 39.4914 | -74.4803 | United States | US | USA | New Jersey |  | 36437 | 1840081583
Gallup, New Mexico, United States | Gallup | Gallup | 35.5183 | -108.7423 | United States | US | USA | New Mexico |  | 22917 | 1840020395
Galt, California, United States | Galt | Galt | 38.2693 | -121.3 | United States | US | USA | California |  | 27954 | 1840020247
Galveston, Texas, United States | Galveston | Galveston | 29.2487 | -94.891 | United States | US | USA | Texas |  | 46514 | 1840020970
Galway, Galway, Ireland | Galway | Galway | 53.2729 | -9.0418 | Ireland | IE | IRL | Galway | admin | 79504 | 1372499968
Gamagōri, Aichi, Japan | Gamagōri | Gamagori | 34.8264 | 137.2196 | Japan | JP | JPN | Aichi |  | 80091 | 1392024893
Gamba, Ogooué-Maritime, Gabon | Gamba | Gamba | -2.65 | 10 | Gabon | GA | GAB | Ogooué-Maritime |  | 9928 | 1266236988
Gambēla, Gambēla Hizboch, Ethiopia | Gambēla | Gambela | 8.25 | 34.5833 | Ethiopia | ET | ETH | Gambēla Hizboch | admin |  | 1231698892
Gamboma, Plateaux, Congo (Brazzaville) | Gamboma | Gamboma | -1.8795 | 15.85 | Congo (Brazzaville) | CG | COG | Plateaux |  | 20877 | 1178991023
Gammertingen, Baden-Württemberg, Germany | Gammertingen | Gammertingen | 48.2494 | 9.2175 | Germany | DE | DEU | Baden-Württemberg |  | 6320 | 1276612304
Gamprin, Gamprin, Liechtenstein | Gamprin | Gamprin | 47.2199 | 9.5099 | Liechtenstein | LI | LIE | Gamprin | admin |  | 1438568521
Gan Yavne, Central, Israel | Gan Yavne | Gan Yavne | 31.7886 | 34.7053 | Israel | IL | ISR | Central |  | 22453 | 1376546526
Gananoque, Ontario, Canada | Gananoque | Gananoque | 44.33 | -76.17 | Canada | CA | CAN | Ontario |  | 5159 | 1124349596
Gandajika, Lomami, Congo (Kinshasa) | Gandajika | Gandajika | -6.75 | 23.9667 | Congo (Kinshasa) | CD | COD | Lomami |  | 154425 | 1180466776
Gander, Newfoundland and Labrador, Canada | Gander | Gander | 48.9569 | -54.6089 | Canada | CA | CAN | Newfoundland and Labrador |  | 11688 | 1124310517
Gandía, Valencia, Spain | Gandía | Gandia | 38.9667 | -0.1822 | Spain | ES | ESP | Valencia |  | 74562 | 1724131747
Gangneung, Gangwon, Korea, South | Gangneung | Gangneung | 37.7556 | 128.8961 | Korea, South | KR | KOR | Gangwon | minor | 215677 | 1410450550
Gangtok, Sikkim, India | Gangtok | Gangtok | 27.33 | 88.62 | India | IN | IND | Sikkim | admin | 100286 | 1356689564
Gannan, Heilongjiang, China | Gannan | Gannan | 47.9204 | 123.51 | China | CN | CHN | Heilongjiang | minor | 59239 | 1156081008
Gänserndorf, Niederösterreich, Austria | Gänserndorf | Ganserndorf | 48.3406 | 16.7175 | Austria | AT | AUT | Niederösterreich | minor | 11404 | 1040375279
Gantt, South Carolina, United States | Gantt | Gantt | 34.7837 | -82.4027 | United States | US | USA | South Carolina |  | 15178 | 1840013492
Ganzhou, Jiangxi, China | Ganzhou | Ganzhou | 25.8292 | 114.9336 | China | CN | CHN | Jiangxi | minor | 8677600 | 1156832475
Gao, Gao, Mali | Gao | Gao | 16.2666 | -0.05 | Mali | ML | MLI | Gao | admin | 116967 | 1466571211
Gaobeidian, Hebei, China | Gaobeidian | Gaobeidian | 39.3257 | 115.8678 | China | CN | CHN | Hebei |  | 640280 | 1156487293
Gaomi, Shandong, China | Gaomi | Gaomi | 36.3833 | 119.75 | China | CN | CHN | Shandong |  | 868715 | 1156673331
Gaoping, Sichuan, China | Gaoping | Gaoping | 30.7804 | 106.13 | China | CN | CHN | Sichuan | minor | 2174000 | 1156522457
Gaoping, Shanxi, China | Gaoping | Gaoping | 35.7911 | 112.9259 | China | CN | CHN | Shanxi |  | 484862 | 1156238773
Gaoua, Sud-Ouest, Burkina Faso | Gaoua | Gaoua | 10.2992 | -3.2508 | Burkina Faso | BF | BFA | Sud-Ouest | admin |  | 1854285570
Gaoua, Sud-Ouest, Burkina Faso | Gaoua | Gaoua | 10.325 | -3.174 | Burkina Faso | BF | BFA | Sud-Ouest |  | 28023 | 1854142068
Gaoual, Boké, Guinea | Gaoual | Gaoual | 11.754 | -13.213 | Guinea | GN | GIN | Boké | minor | 7461 | 1324589428
Gaoyou, Jiangsu, China | Gaoyou | Gaoyou | 32.7847 | 119.4432 | China | CN | CHN | Jiangsu | minor | 811800 | 1156235854
Gaozhou, Guangdong, China | Gaozhou | Gaozhou | 21.9392 | 110.8461 | China | CN | CHN | Guangdong |  | 1288665 | 1156785303
Gap, Provence-Alpes-Côte d’Azur, France | Gap | Gap | 44.5594 | 6.0786 | France | FR | FRA | Provence-Alpes-Côte d’Azur | minor | 40895 | 1250717816
Gapan, Nueva Ecija, Philippines | Gapan | Gapan | 15.3075 | 120.9453 | Philippines | PH | PHL | Nueva Ecija |  | 110303 | 1608386821
Gar, Tibet, China | Gar | Gar | 32.2004 | 79.9833 | China | CN | CHN | Tibet | minor | 10000 | 1156975633
Garanhuns, Pernambuco, Brazil | Garanhuns | Garanhuns | -8.89 | -36.5 | Brazil | BR | BRA | Pernambuco |  | 110085 | 1076673653
Garbahaarrey, Gedo, Somalia | Garbahaarrey | Garbahaarrey | 3.35 | 42.2667 | Somalia | SO | SOM | Gedo | admin | 43000 | 1706488487
Garbsen, Lower Saxony, Germany | Garbsen | Garbsen | 52.4183 | 9.5981 | Germany | DE | DEU | Lower Saxony |  | 60754 | 1276318243
Garça, São Paulo, Brazil | Garça | Garca | -22.2153 | -49.6511 | Brazil | BR | BRA | São Paulo |  | 44532 | 1076270928
Garching bei München, Bavaria, Germany | Garching bei München | Garching bei Munchen | 48.25 | 11.65 | Germany | DE | DEU | Bavaria |  | 17711 | 1276544473
García, Nuevo León, Mexico | García | Garcia | 25.8167 | -100.5833 | Mexico | MX | MEX | Nuevo León | minor | 145867 | 1484753599
Garðabær, , Iceland | Garðabær | Gardhabaer | 64.0833 | -22 | Iceland | IS | ISL |  |  | 16299 | 1352650773
Gardabani, Kvemo Kartli, Georgia | Gardabani | Gardabani | 41.45 | 45.1 | Georgia | GE | GEO | Kvemo Kartli | minor | 15100 | 1268317674
Gardanne, Provence-Alpes-Côte d’Azur, France | Gardanne | Gardanne | 43.4553 | 5.476 | France | FR | FRA | Provence-Alpes-Côte d’Azur |  | 20794 | 1250144210
Gardelegen, Saxony-Anhalt, Germany | Gardelegen | Gardelegen | 52.5264 | 11.3925 | Germany | DE | DEU | Saxony-Anhalt |  | 22402 | 1276557570
Garden Acres, California, United States | Garden Acres | Garden Acres | 37.9637 | -121.2296 | United States | US | USA | California |  | 10701 | 1840028376
Garden City, Kansas, United States | Garden City | Garden City | 37.9754 | -100.8529 | United States | US | USA | Kansas |  | 29659 | 1840001669
Garden City, Michigan, United States | Garden City | Garden City | 42.3244 | -83.3412 | United States | US | USA | Michigan |  | 26408 | 1840003974
Garden City, New York, United States | Garden City | Garden City | 40.7266 | -73.6447 | United States | US | USA | New York |  | 22454 | 1840005289
Garden City, Idaho, United States | Garden City | Garden City | 43.6526 | -116.2743 | United States | US | USA | Idaho |  | 11969 | 1840020045
Garden City, South Carolina, United States | Garden City | Garden City | 33.5927 | -79.007 | United States | US | USA | South Carolina |  | 10070 | 1840013645
Garden City, Georgia, United States | Garden City | Garden City | 32.0868 | -81.1773 | United States | US | USA | Georgia |  | 8713 | 1840013839
Garden City Park, New York, United States | Garden City Park | Garden City Park | 40.7436 | -73.6639 | United States | US | USA | New York |  | 8081 | 1840005257
Garden Grove, California, United States | Garden Grove | Garden Grove | 33.7787 | -117.9601 | United States | US | USA | California |  | 171644 | 1840020577
Garden Home-Whitford, Oregon, United States | Garden Home-Whitford | Garden Home-Whitford | 45.4642 | -122.7589 | United States | US | USA | Oregon |  | 6666 | 1840073958
Gardena, California, United States | Gardena | Gardena | 33.8944 | -118.3073 | United States | US | USA | California |  | 59329 | 1840020482
Gardendale, Alabama, United States | Gardendale | Gardendale | 33.6678 | -86.8069 | United States | US | USA | Alabama |  | 14177 | 1840002820
Gardere, Louisiana, United States | Gardere | Gardere | 30.3582 | -91.1345 | United States | US | USA | Louisiana |  | 10841 | 1840013938
Gardēz, Paktiyā, Afghanistan | Gardēz | Gardez | 33.5931 | 69.2297 | Afghanistan | AF | AFG | Paktiyā | admin | 103601 | 1004468894
Gardiner, Maine, United States | Gardiner | Gardiner | 44.191 | -69.7921 | United States | US | USA | Maine |  | 5653 | 1840000303
Gardiner, New York, United States | Gardiner | Gardiner | 41.6949 | -74.1869 | United States | US | USA | New York |  | 5636 | 1840058118
Gardner, Kansas, United States | Gardner | Gardner | 38.8158 | -94.93 | United States | US | USA | Kansas |  | 22031 | 1840001636
Gardner, Massachusetts, United States | Gardner | Gardner | 42.5845 | -71.9867 | United States | US | USA | Massachusetts |  | 20683 | 1840000436
Gardnertown, New York, United States | Gardnertown | Gardnertown | 41.5328 | -74.0594 | United States | US | USA | New York |  | 5200 | 1840004861
Gardnerville, Nevada, United States | Gardnerville | Gardnerville | 38.939 | -119.7369 | United States | US | USA | Nevada |  | 6148 | 1840017563
Gardnerville Ranchos, Nevada, United States | Gardnerville Ranchos | Gardnerville Ranchos | 38.8872 | -119.7426 | United States | US | USA | Nevada |  | 11274 | 1840033828
Gárdony, Fejér, Hungary | Gárdony | Gardony | 47.1973 | 18.6091 | Hungary | HU | HUN | Fejér | minor | 11204 | 1348505408
Garfield, New Jersey, United States | Garfield | Garfield | 40.8791 | -74.1085 | United States | US | USA | New Jersey |  | 31802 | 1840003554
Garfield Heights, Ohio, United States | Garfield Heights | Garfield Heights | 41.4199 | -81.6038 | United States | US | USA | Ohio |  | 27448 | 1840000602
Garforth, Leeds, United Kingdom | Garforth | Garforth | 53.792 | -1.388 | United Kingdom | GB | GBR | Leeds |  | 19811 | 1826216468
Gargaliánoi, Peloponnísos, Greece | Gargaliánoi | Gargalianoi | 37.0667 | 21.6333 | Greece | GR | GRC | Peloponnísos |  | 5007 | 1300653438
Garges-lès-Gonesse, Île-de-France, France | Garges-lès-Gonesse | Garges-les-Gonesse | 48.9728 | 2.4008 | France | FR | FRA | Île-de-France |  | 42728 | 1250181473
Gargždai, Klaipėda, Lithuania | Gargždai | Gargzdai | 55.7 | 21.4 | Lithuania | LT | LTU | Klaipėda |  | 13877 | 1440368270
Garissa, Garissa, Kenya | Garissa | Garissa | -0.4569 | 39.6583 | Kenya | KE | KEN | Garissa | admin | 65881 | 1404464692
Garkalne, Garkalnes Novads, Latvia | Garkalne | Garkalne | 57.0449 | 24.4195 | Latvia | LV | LVA | Garkalnes Novads | admin |  | 1428447019
Garland, Texas, United States | Garland | Garland | 32.91 | -96.6305 | United States | US | USA | Texas |  | 239928 | 1840020707
Garliava, Kaunas, Lithuania | Garliava | Garliava | 54.8202 | 23.8726 | Lithuania | LT | LTU | Kaunas |  | 10324 | 1440296799
Garner, North Carolina, United States | Garner | Garner | 35.6934 | -78.6196 | United States | US | USA | North Carolina |  | 31407 | 1840016198
Garnet, California, United States | Garnet | Garnet | 33.9179 | -116.4796 | United States | US | USA | California |  | 5057 | 1840026985
Garoowe, Nugaal, Somalia | Garoowe | Garoowe | 8.4 | 48.4833 | Somalia | SO | SOM | Nugaal | admin | 2568 | 1706512367
Garoua, Nord, Cameroon | Garoua | Garoua | 9.3 | 13.4 | Cameroon | CM | CMR | Nord | admin | 235996 | 1120803808
Garrett, Indiana, United States | Garrett | Garrett | 41.3526 | -85.1238 | United States | US | USA | Indiana |  | 6413 | 1840008207
Garrettsville, Ohio, United States | Garrettsville | Garrettsville | 41.2843 | -81.0933 | United States | US | USA | Ohio |  | 6123 | 1840000807
Garrison, Maryland, United States | Garrison | Garrison | 39.4023 | -76.7514 | United States | US | USA | Maryland |  | 8388 | 1840005691
Garswood, St. Helens, United Kingdom | Garswood | Garswood | 53.488 | -2.67 | United Kingdom | GB | GBR | St. Helens |  | 6183 | 1826807848
Gary, Indiana, United States | Gary | Gary | 41.5906 | -87.3472 | United States | US | USA | Indiana |  | 74879 | 1840008194
Garzón, Huila, Colombia | Garzón | Garzon | 2.2104 | -75.65 | Colombia | CO | COL | Huila | minor | 56603 | 1170149755
Gas City, Indiana, United States | Gas City | Gas City | 40.4889 | -85.5946 | United States | US | USA | Indiana |  | 5772 | 1840008338
Gasa, Gasa, Bhutan | Gasa | Gasa | 27.9067 | 89.7304 | Bhutan | BT | BTN | Gasa | admin |  | 1064761583
Gashua, Yobe, Nigeria | Gashua | Gashua | 12.8705 | 11.04 | Nigeria | NG | NGA | Yobe | minor | 125817 | 1566925429
Gaspé, Quebec, Canada | Gaspé | Gaspe | 48.8333 | -64.4833 | Canada | CA | CAN | Quebec |  | 15163 | 1124212754
Gastonia, North Carolina, United States | Gastonia | Gastonia | 35.2494 | -81.1853 | United States | US | USA | North Carolina |  | 182581 | 1840013468
Gastre, Chubut, Argentina | Gastre | Gastre | -42.2667 | -69.2167 | Argentina | AR | ARG | Chubut | minor | 602 | 1032815504
Gătaia, Timiş, Romania | Gătaia | Gataia | 45.4333 | 21.4333 | Romania | RO | ROU | Timiş |  | 5861 | 1642896649
Gatchina, Leningradskaya Oblast’, Russia | Gatchina | Gatchina | 59.5667 | 30.1333 | Russia | RU | RUS | Leningradskaya Oblast’ |  | 94447 | 1643318154
Gates, New York, United States | Gates | Gates | 43.1514 | -77.713 | United States | US | USA | New York |  | 28476 | 1840058119
Gateshead, Gateshead, United Kingdom | Gateshead | Gateshead | 54.95 | -1.6 | United Kingdom | GB | GBR | Gateshead |  | 120046 | 1826635849
Gatesville, Texas, United States | Gatesville | Gatesville | 31.4419 | -97.7351 | United States | US | USA | Texas |  | 12053 | 1840020825
Gateway, Florida, United States | Gateway | Gateway | 26.5804 | -81.7453 | United States | US | USA | Florida |  | 10513 | 1840014213
Gateway, Alaska, United States | Gateway | Gateway | 61.5737 | -149.2389 | United States | US | USA | Alaska |  | 7037 | 1840023654
Gatineau, Quebec, Canada | Gatineau | Gatineau | 45.4833 | -75.65 | Canada | CA | CAN | Quebec |  | 276245 | 1124722129
Gatton, Queensland, Australia | Gatton | Gatton | -27.5611 | 152.2755 | Australia | AU | AUS | Queensland |  | 7101 | 1036434682
Gatumba, Bujumbura Rural, Burundi | Gatumba | Gatumba | -3.3333 | 29.25 | Burundi | BI | BDI | Bujumbura Rural |  | 11700 | 1108258446
Gau-Algesheim, Rhineland-Palatinate, Germany | Gau-Algesheim | Gau-Algesheim | 49.95 | 8.0167 | Germany | DE | DEU | Rhineland-Palatinate |  | 6827 | 1276908578
Gauripur, Assam, India | Gauripur | Gauripur | 26.08 | 89.97 | India | IN | IND | Assam |  | 23477 | 1356178626
Gautier, Mississippi, United States | Gautier | Gautier | 30.4106 | -88.6568 | United States | US | USA | Mississippi |  | 18490 | 1840013937
Gavarr, Geghark’unik’, Armenia | Gavarr | Gavarr | 40.3667 | 45.1333 | Armenia | AM | ARM | Geghark’unik’ | admin | 8751 | 1051983153
Gävle, Gävleborg, Sweden | Gävle | Gavle | 60.667 | 17.1666 | Sweden | SE | SWE | Gävleborg | admin | 68635 | 1752586931
Gavrilov Posad, Ivanovskaya Oblast’, Russia | Gavrilov Posad | Gavrilov Posad | 56.5667 | 40.1167 | Russia | RU | RUS | Ivanovskaya Oblast’ |  | 5657 | 1643905569
Gavrilov-Yam, Yaroslavskaya Oblast’, Russia | Gavrilov-Yam | Gavrilov-Yam | 57.3 | 39.85 | Russia | RU | RUS | Yaroslavskaya Oblast’ |  | 17057 | 1643185412
Gawler, South Australia, Australia | Gawler | Gawler | -34.5981 | 138.745 | Australia | AU | AUS | South Australia |  | 26472 | 1036309493
Gay, Orenburgskaya Oblast’, Russia | Gay | Gay | 51.4747 | 58.4543 | Russia | RU | RUS | Orenburgskaya Oblast’ |  | 41619 | 1643216197
Gaya, Bihār, India | Gaya | Gaya | 24.75 | 85.0167 | India | IN | IND | Bihār |  | 474093 | 1356045727
Gaya, Dosso, Niger | Gaya | Gaya | 11.8878 | 3.4467 | Niger | NE | NER | Dosso | minor | 63815 | 1562298335
Gaylord, Michigan, United States | Gaylord | Gaylord | 45.0213 | -84.6803 | United States | US | USA | Michigan |  | 8388 | 1840002148
Gaz, Eşfahān, Iran | Gaz | Gaz | 32.8022 | 51.6208 | Iran | IR | IRN | Eşfahān |  | 20432 | 1364058076
Gaziantep, Gaziantep, Turkey | Gaziantep | Gaziantep | 37.0667 | 37.3833 | Turkey | TR | TUR | Gaziantep | admin | 2028563 | 1792911843
Gazojak, Lebap, Turkmenistan | Gazojak | Gazojak | 41.1833 | 61.4 | Turkmenistan | TM | TKM | Lebap |  | 24251 | 1795672645
Gbadolite, Nord-Ubangi, Congo (Kinshasa) | Gbadolite | Gbadolite | 4.275 | 21 | Congo (Kinshasa) | CD | COD | Nord-Ubangi | admin | 50493 | 1180674224
Gbarnga, Bong, Liberia | Gbarnga | Gbarnga | 7.0104 | -9.49 | Liberia | LR | LBR | Bong | admin | 45835 | 1430269323
Gbely, Trnavský, Slovakia | Gbely | Gbely | 48.7175 | 17.115 | Slovakia | SK | SVK | Trnavský |  | 5155 | 1703229235
Gdańsk, Pomorskie, Poland | Gdańsk | Gdansk | 54.3667 | 18.6333 | Poland | PL | POL | Pomorskie | admin | 464254 | 1616406372
Gdynia, Pomorskie, Poland | Gdynia | Gdynia | 54.5189 | 18.5319 | Poland | PL | POL | Pomorskie | minor | 247672 | 1616385189
Gedaref, Al Gedaref, Sudan | Gedaref | Gedaref | 14.0333 | 35.3833 | Sudan | SD | SDN | Al Gedaref | admin | 354927 | 1729215057
Geddes, New York, United States | Geddes | Geddes | 43.0767 | -76.2243 | United States | US | USA | New York |  | 16610 | 1840087460
Gədəbəy, Gədəbəy, Azerbaijan | Gədəbəy | Gadabay | 40.5656 | 45.8161 | Azerbaijan | AZ | AZE | Gədəbəy | admin | 5049 | 1031444480
Gedern, Hesse, Germany | Gedern | Gedern | 50.4244 | 9.1997 | Germany | DE | DEU | Hesse |  | 7342 | 1276392684
Gedling, Nottinghamshire, United Kingdom | Gedling | Gedling | 52.975 | -1.081 | United Kingdom | GB | GBR | Nottinghamshire |  | 6817 | 1826387928
Geelong, Victoria, Australia | Geelong | Geelong | -38.15 | 144.35 | Australia | AU | AUS | Victoria |  | 263280 | 1036870987
Geesthacht, Schleswig-Holstein, Germany | Geesthacht | Geesthacht | 53.4381 | 10.3747 | Germany | DE | DEU | Schleswig-Holstein |  | 30551 | 1276117326
Gehrden, Lower Saxony, Germany | Gehrden | Gehrden | 52.3135 | 9.6008 | Germany | DE | DEU | Lower Saxony |  | 14864 | 1276000662
Geilenkirchen, North Rhine-Westphalia, Germany | Geilenkirchen | Geilenkirchen | 50.9653 | 6.1194 | Germany | DE | DEU | North Rhine-Westphalia |  | 27214 | 1276421191
Geiselhöring, Bavaria, Germany | Geiselhöring | Geiselhoring | 48.8258 | 12.3925 | Germany | DE | DEU | Bavaria |  | 6860 | 1276012875
Geisenfeld, Bavaria, Germany | Geisenfeld | Geisenfeld | 48.684 | 11.6117 | Germany | DE | DEU | Bavaria |  | 11363 | 1276340970
Geisenheim, Hesse, Germany | Geisenheim | Geisenheim | 49.9831 | 7.9656 | Germany | DE | DEU | Hesse |  | 11704 | 1276461244
Geisingen, Baden-Württemberg, Germany | Geisingen | Geisingen | 47.9222 | 8.6464 | Germany | DE | DEU | Baden-Württemberg |  | 6202 | 1276524264
Geislingen, Baden-Württemberg, Germany | Geislingen | Geislingen | 48.2875 | 8.8125 | Germany | DE | DEU | Baden-Württemberg |  | 5881 | 1276407524
Geislingen an der Steige, Baden-Württemberg, Germany | Geislingen an der Steige | Geislingen an der Steige | 48.6244 | 9.8306 | Germany | DE | DEU | Baden-Württemberg |  | 28122 | 1276183243
Geita, Geita, Tanzania | Geita | Geita | -2.8714 | 32.2294 | Tanzania | TZ | TZA | Geita | admin | 1536 | 1834469543
Geithain, Saxony, Germany | Geithain | Geithain | 51.05 | 12.6833 | Germany | DE | DEU | Saxony |  | 6888 | 1276186644
Geldern, North Rhine-Westphalia, Germany | Geldern | Geldern | 51.5197 | 6.3325 | Germany | DE | DEU | North Rhine-Westphalia |  | 33836 | 1276273584
Gelendzhik, Krasnodarskiy Kray, Russia | Gelendzhik | Gelendzhik | 44.5608 | 38.0767 | Russia | RU | RUS | Krasnodarskiy Kray |  | 77212 | 1643756962
Gelnhausen, Hesse, Germany | Gelnhausen | Gelnhausen | 50.2027 | 9.1905 | Germany | DE | DEU | Hesse |  | 23073 | 1276351264
Gelnica, Košický, Slovakia | Gelnica | Gelnica | 48.855 | 20.9397 | Slovakia | SK | SVK | Košický | minor | 6099 | 1703458048
Gelsenkirchen, North Rhine-Westphalia, Germany | Gelsenkirchen | Gelsenkirchen | 51.5167 | 7.1 | Germany | DE | DEU | North Rhine-Westphalia | minor | 260654 | 1276788537
Gemena, Sud-Ubangi, Congo (Kinshasa) | Gemena | Gemena | 3.25 | 19.7667 | Congo (Kinshasa) | CD | COD | Sud-Ubangi | admin | 198056 | 1180000163
Genadendal, Western Cape, South Africa | Genadendal | Genadendal | -34.0333 | 19.55 | South Africa | ZA | ZAF | Western Cape |  | 5663 | 1710684087
Genappe, Wallonia, Belgium | Genappe | Genappe | 50.6103 | 4.4497 | Belgium | BE | BEL | Wallonia |  | 15353 | 1056101881
Gəncə, Gəncə, Azerbaijan | Gəncə | Ganca | 40.6828 | 46.3606 | Azerbaijan | AZ | AZE | Gəncə | admin | 331400 | 1031197327
General Bravo, Nuevo León, Mexico | General Bravo | General Bravo | 25.8 | -99.1667 | Mexico | MX | MEX | Nuevo León | minor | 5385 | 1484226392
General Conesa, Río Negro, Argentina | General Conesa | General Conesa | -40.1 | -64.4333 | Argentina | AR | ARG | Río Negro | minor | 2958 | 1032658385
General Eugenio A. Garay, Boquerón, Paraguay | General Eugenio A. Garay | General Eugenio A. Garay | -20.52 | -62.21 | Paraguay | PY | PRY | Boquerón |  | 972 | 1600467772
General Juan Madariaga, Buenos Aires, Argentina | General Juan Madariaga | General Juan Madariaga | -37.0167 | -57.1333 | Argentina | AR | ARG | Buenos Aires | minor | 18089 | 1032481870
General Levalle, Córdoba, Argentina | General Levalle | General Levalle | -34.0167 | -63.9167 | Argentina | AR | ARG | Córdoba |  | 5697 | 1032232869
General Martín Miguel de Güemes, Salta, Argentina | General Martín Miguel de Güemes | General Martin Miguel de Guemes | -24.6667 | -65.05 | Argentina | AR | ARG | Salta | minor | 19828 | 1032716507
General Pico, La Pampa, Argentina | General Pico | General Pico | -35.6667 | -63.7333 | Argentina | AR | ARG | La Pampa | minor | 57029 | 1032081531
General Salgado, São Paulo, Brazil | General Salgado | General Salgado | -20.6478 | -50.3608 | Brazil | BR | BRA | São Paulo |  | 10961 | 1076323931
General Santos, General Santos, Philippines | General Santos | General Santos | 6.1167 | 125.1667 | Philippines | PH | PHL | General Santos | admin | 594446 | 1608171585
General Toshevo, Dobrich, Bulgaria | General Toshevo | General Toshevo | 43.7006 | 28.0367 | Bulgaria | BG | BGR | Dobrich | minor | 7157 | 1100248357
General Trias, Cavite, Philippines | General Trias | General Trias | 14.3833 | 120.8833 | Philippines | PH | PHL | Cavite |  | 314303 | 1608826995
General Zaragoza, Tamaulipas, Mexico | General Zaragoza | General Zaragoza | 23.8667 | -97.8833 | Mexico | MX | MEX | Tamaulipas |  | 5942 | 1484418136
Geneseo, New York, United States | Geneseo | Geneseo | 42.8038 | -77.7783 | United States | US | USA | New York |  | 10657 | 1840004422
Geneseo, Illinois, United States | Geneseo | Geneseo | 41.4508 | -90.154 | United States | US | USA | Illinois |  | 6440 | 1840008205
Geneva, Genève, Switzerland | Geneva | Geneva | 46.2 | 6.15 | Switzerland | CH | CHE | Genève | admin | 201818 | 1756810813
Geneva, New York, United States | Geneva | Geneva | 42.8644 | -76.9827 | United States | US | USA | New York |  | 28563 | 1840000393
Geneva, Illinois, United States | Geneva | Geneva | 41.8832 | -88.3242 | United States | US | USA | Illinois |  | 21809 | 1840008135
Geneva, Ohio, United States | Geneva | Geneva | 41.8006 | -80.9461 | United States | US | USA | Ohio |  | 7317 | 1840008145
Gengenbach, Hesse, Germany | Gengenbach | Gengenbach | 48.4042 | 8.0153 | Germany | DE | DEU | Hesse |  | 11023 | 1276778224
Genhe, Inner Mongolia, China | Genhe | Genhe | 50.7833 | 121.5167 | China | CN | CHN | Inner Mongolia | minor | 110438 | 1156133257
Gennevilliers, Île-de-France, France | Gennevilliers | Gennevilliers | 48.9333 | 2.3 | France | FR | FRA | Île-de-France |  | 46907 | 1250529722
Genoa, Liguria, Italy | Genoa | Genoa | 44.4072 | 8.934 | Italy | IT | ITA | Liguria | admin | 580097 | 1380716540
Genoa, Illinois, United States | Genoa | Genoa | 42.0926 | -88.6964 | United States | US | USA | Illinois |  | 6467 | 1840008133
Gent, Flanders, Belgium | Gent | Gent | 51.0536 | 3.7253 | Belgium | BE | BEL | Flanders | minor | 262219 | 1056062897
Genthin, Saxony-Anhalt, Germany | Genthin | Genthin | 52.4 | 12.1667 | Germany | DE | DEU | Saxony-Anhalt |  | 13985 | 1276284209
Geoagiu, Hunedoara, Romania | Geoagiu | Geoagiu | 45.92 | 23.2 | Romania | RO | ROU | Hunedoara |  | 5294 | 1642302096
George, Western Cape, South Africa | George | George | -33.9667 | 22.45 | South Africa | ZA | ZAF | Western Cape |  | 157394 | 1710164136
George Mason, Virginia, United States | George Mason | George Mason | 38.8355 | -77.3185 | United States | US | USA | Virginia |  | 9711 | 1840041768
George Town, Pulau Pinang, Malaysia | George Town | George Town | 5.4145 | 100.3292 | Malaysia | MY | MYS | Pulau Pinang | admin | 708127 | 1458236750
George Town, , Cayman Islands | George Town | George Town | 19.2866 | -81.3744 | Cayman Islands | KY | CYM |  |  | 27704 | 1136159124
Georges, Pennsylvania, United States | Georges | Georges | 39.8135 | -79.7617 | United States | US | USA | Pennsylvania |  | 6378 | 1840142198
Georgetown, Demerara-Mahaica, Guyana | Georgetown | Georgetown | 6.7833 | -58.1667 | Guyana | GY | GUY | Demerara-Mahaica | primary | 200500 | 1328160906
Georgetown, Ascension, Saint Helena, Ascension, And Tristan Da Cunha | Georgetown | Georgetown | -7.9286 | -14.4119 | Saint Helena, Ascension, And Tristan Da Cunha | SH | SHN | Ascension | admin |  | 1654363572
Georgetown, Texas, United States | Georgetown | Georgetown | 30.6668 | -97.6953 | United States | US | USA | Texas |  | 79604 | 1840020875
Georgetown, Kentucky, United States | Georgetown | Georgetown | 38.2249 | -84.5482 | United States | US | USA | Kentucky |  | 36994 | 1840013197
Georgetown, Georgia, United States | Georgetown | Georgetown | 31.9849 | -81.226 | United States | US | USA | Georgia |  | 13469 | 1840134450
Georgetown, South Carolina, United States | Georgetown | Georgetown | 33.3595 | -79.2958 | United States | US | USA | South Carolina |  | 11754 | 1840013743
Georgetown, Delaware, United States | Georgetown | Georgetown | 38.6894 | -75.3872 | United States | US | USA | Delaware |  | 10638 | 1840006065
Georgetown, Massachusetts, United States | Georgetown | Georgetown | 42.724 | -70.9821 | United States | US | USA | Massachusetts |  | 8649 | 1840053667
Georgetown, Queensland, Australia | Georgetown | Georgetown | -18.3 | 143.55 | Australia | AU | AUS | Queensland |  | 348 | 1036412066
Georgian Bluffs, Ontario, Canada | Georgian Bluffs | Georgian Bluffs | 44.65 | -81.0333 | Canada | CA | CAN | Ontario |  | 10479 | 1124001470
Georgina, Ontario, Canada | Georgina | Georgina | 44.3 | -79.4333 | Canada | CA | CAN | Ontario |  | 45418 | 1124000048
Georgiyevsk, Stavropol’skiy Kray, Russia | Georgiyevsk | Georgiyevsk | 44.15 | 43.4667 | Russia | RU | RUS | Stavropol’skiy Kray |  | 67054 | 1643279802
Georgsmarienhütte, Lower Saxony, Germany | Georgsmarienhütte | Georgsmarienhutte | 52.2031 | 8.0447 | Germany | DE | DEU | Lower Saxony |  | 31827 | 1276001308
Gera, Thuringia, Germany | Gera | Gera | 50.8782 | 12.0824 | Germany | DE | DEU | Thuringia | minor | 94152 | 1276548165
Geraardsbergen, Flanders, Belgium | Geraardsbergen | Geraardsbergen | 50.7667 | 3.8667 | Belgium | BE | BEL | Flanders |  | 33403 | 1056572611
Geraldton, Western Australia, Australia | Geraldton | Geraldton | -28.7744 | 114.6089 | Australia | AU | AUS | Western Australia |  | 37648 | 1036811875
Gerasdorf bei Wien, Niederösterreich, Austria | Gerasdorf bei Wien | Gerasdorf bei Wien | 48.295 | 16.4675 | Austria | AT | AUT | Niederösterreich |  | 11155 | 1040814671
Gerbstedt, Saxony-Anhalt, Germany | Gerbstedt | Gerbstedt | 51.6331 | 11.6167 | Germany | DE | DEU | Saxony-Anhalt |  | 7110 | 1276051215
Geretsried, Bavaria, Germany | Geretsried | Geretsried | 47.8667 | 11.4667 | Germany | DE | DEU | Bavaria |  | 25275 | 1276737058
Gering, Nebraska, United States | Gering | Gering | 41.8275 | -103.6649 | United States | US | USA | Nebraska |  | 8128 | 1840008139
Gerlingen, Baden-Württemberg, Germany | Gerlingen | Gerlingen | 48.8 | 9.0653 | Germany | DE | DEU | Baden-Württemberg |  | 19745 | 1276144443
German Flatts, New York, United States | German Flatts | German Flatts | 42.9868 | -74.9804 | United States | US | USA | New York |  | 12704 | 1840087468
Germantown, Maryland, United States | Germantown | Germantown | 39.1755 | -77.2643 | United States | US | USA | Maryland |  | 90844 | 1840005840
Germantown, Tennessee, United States | Germantown | Germantown | 35.0829 | -89.7825 | United States | US | USA | Tennessee |  | 39225 | 1840013473
Germantown, Wisconsin, United States | Germantown | Germantown | 43.2343 | -88.1217 | United States | US | USA | Wisconsin |  | 20116 | 1840002830
Germantown, Ohio, United States | Germantown | Germantown | 39.6324 | -84.3645 | United States | US | USA | Ohio |  | 5519 | 1840012489
Germering, Bavaria, Germany | Germering | Germering | 48.1333 | 11.3667 | Germany | DE | DEU | Bavaria |  | 40389 | 1276002965
Germersheim, Rhineland-Palatinate, Germany | Germersheim | Germersheim | 49.2167 | 8.3667 | Germany | DE | DEU | Rhineland-Palatinate | minor | 20779 | 1276963829
Gernsbach, Baden-Württemberg, Germany | Gernsbach | Gernsbach | 48.7633 | 8.3342 | Germany | DE | DEU | Baden-Württemberg |  | 14296 | 1276744650
Gernsheim, Hesse, Germany | Gernsheim | Gernsheim | 49.7517 | 8.485 | Germany | DE | DEU | Hesse |  | 10423 | 1276371631
Gerolstein, Rhineland-Palatinate, Germany | Gerolstein | Gerolstein | 50.2239 | 6.6614 | Germany | DE | DEU | Rhineland-Palatinate |  | 7676 | 1276387586
Gerolzhofen, Bavaria, Germany | Gerolzhofen | Gerolzhofen | 49.9 | 10.35 | Germany | DE | DEU | Bavaria |  | 6889 | 1276501121
Gersfeld, Hesse, Germany | Gersfeld | Gersfeld | 50.45 | 9.9167 | Germany | DE | DEU | Hesse |  | 5458 | 1276742197
Gersthofen, Bavaria, Germany | Gersthofen | Gersthofen | 48.4167 | 10.8667 | Germany | DE | DEU | Bavaria |  | 22473 | 1276965949
Gescher, North Rhine-Westphalia, Germany | Gescher | Gescher | 51.9569 | 7.0056 | Germany | DE | DEU | North Rhine-Westphalia |  | 17205 | 1276129657
Geseke, North Rhine-Westphalia, Germany | Geseke | Geseke | 51.6497 | 8.5167 | Germany | DE | DEU | North Rhine-Westphalia |  | 21343 | 1276815446
Gettysburg, Pennsylvania, United States | Gettysburg | Gettysburg | 39.8304 | -77.2339 | United States | US | USA | Pennsylvania |  | 7724 | 1840000683
Getulina, São Paulo, Brazil | Getulina | Getulina | -21.7986 | -49.9286 | Brazil | BR | BRA | São Paulo |  | 11287 | 1076426209
Gevelsberg, North Rhine-Westphalia, Germany | Gevelsberg | Gevelsberg | 51.3265 | 7.3559 | Germany | DE | DEU | North Rhine-Westphalia |  | 30695 | 1276634761
Gevgelija, Gevgelija, Macedonia | Gevgelija | Gevgelija | 41.1392 | 22.5025 | Macedonia | MK | MKD | Gevgelija | admin | 15685 | 1807600399
Gewanē, Āfar, Ethiopia | Gewanē | Gewane | 10.1664 | 40.6453 | Ethiopia | ET | ETH | Āfar |  | 8408 | 1231439257
Ghadāmis, Nālūt, Libya | Ghadāmis | Ghadamis | 30.1333 | 9.5 | Libya | LY | LBY | Nālūt |  | 6623 | 1434013321
Ghafsaï, Fès-Meknès, Morocco | Ghafsaï | Ghafsai | 34.6245 | -4.9112 | Morocco | MA | MAR | Fès-Meknès |  | 6361 | 1504792927
Għajnsielem, Għajnsielem, Malta | Għajnsielem | Ghajnsielem | 36.0264 | 14.285 | Malta | MT | MLT | Għajnsielem | admin |  | 1470050658
Ghāndīnagar, Gujarāt, India | Ghāndīnagar | Ghandinagar | 23.22 | 72.68 | India | IN | IND | Gujarāt | admin | 195891 | 1356140914
Ghanzi, Ghanzi, Botswana | Ghanzi | Ghanzi | -21.7 | 21.65 | Botswana | BW | BWA | Ghanzi | admin | 6306 | 1072132620
Għarb, Għarb, Malta | Għarb | Gharb | 36.06 | 14.2089 | Malta | MT | MLT | Għarb | admin |  | 1470113453
Ghardaïa, Ghardaïa, Algeria | Ghardaïa | Ghardaia | 32.49 | 3.67 | Algeria | DZ | DZA | Ghardaïa | admin | 125480 | 1012074690
Għargħur, Għargħur, Malta | Għargħur | Gharghur | 35.9242 | 14.4519 | Malta | MT | MLT | Għargħur | admin |  | 1470917815
Gharyān, Al Jabal al Gharbī, Libya | Gharyān | Gharyan | 32.1669 | 13.0167 | Libya | LY | LBY | Al Jabal al Gharbī | admin | 187854 | 1434507846
Għasri, Għasri, Malta | Għasri | Ghasri | 36.0578 | 14.2264 | Malta | MT | MLT | Għasri | admin |  | 1470127050
Ghāt, Ghāt, Libya | Ghāt | Ghat | 24.95 | 10.3167 | Libya | LY | LBY | Ghāt | admin | 22000 | 1434971028
Għaxaq, Għaxaq, Malta | Għaxaq | Ghaxaq | 35.8489 | 14.5167 | Malta | MT | MLT | Għaxaq | admin |  | 1470648445
Ghāziābād, Uttar Pradesh, India | Ghāziābād | Ghaziabad | 28.6667 | 77.4167 | India | IN | IND | Uttar Pradesh |  | 2381452 | 1356691871
Ghaznī, Ghaznī, Afghanistan | Ghaznī | Ghazni | 33.5492 | 68.4233 | Afghanistan | AF | AFG | Ghaznī | admin | 143379 | 1004167490
Ghent, New York, United States | Ghent | Ghent | 42.312 | -73.6509 | United States | US | USA | New York |  | 5184 | 1840058126
Ghinda’e, Semēnawī K’eyih Bahrī, Eritrea | Ghinda’e | Ghinda'e | 15.45 | 39.0833 | Eritrea | ER | ERI | Semēnawī K’eyih Bahrī |  | 11560 | 1232629758
Ghulja, Xinjiang, China | Ghulja | Ghulja | 43.9 | 81.35 | China | CN | CHN | Xinjiang | minor | 403489 | 1156064979
Gia Nghĩa, Đắk Nông, Vietnam | Gia Nghĩa | Gia Nghia | 12.0042 | 107.6907 | Vietnam | VN | VNM | Đắk Nông | admin |  | 1704361005
Giannitsá, Kentrikí Makedonía, Greece | Giannitsá | Giannitsa | 40.7962 | 22.4145 | Greece | GR | GRC | Kentrikí Makedonía | minor | 29789 | 1300157319
Giánnouli, Thessalía, Greece | Giánnouli | Giannouli | 39.6672 | 22.3958 | Greece | GR | GRC | Thessalía |  | 7847 | 1300795531
Gibara, Holguín, Cuba | Gibara | Gibara | 21.1072 | -76.1367 | Cuba | CU | CUB | Holguín | minor | 71126 | 1192391794
Gibraltar, , Gibraltar | Gibraltar | Gibraltar | 36.1324 | -5.3781 | Gibraltar | GI | GIB |  |  | 187083 | 1292385245
Gibsonton, Florida, United States | Gibsonton | Gibsonton | 27.826 | -82.3761 | United States | US | USA | Florida |  | 17873 | 1840014148
Gibsonville, North Carolina, United States | Gibsonville | Gibsonville | 36.0991 | -79.5417 | United States | US | USA | North Carolina |  | 7339 | 1840016137
Giddalūr, Andhra Pradesh, India | Giddalūr | Giddalur | 15.3784 | 78.9265 | India | IN | IND | Andhra Pradesh |  | 35150 | 1356420019
Giddings, Texas, United States | Giddings | Giddings | 30.1833 | -96.9279 | United States | US | USA | Texas |  | 5254 | 1840020895
Giengen an der Brenz, Baden-Württemberg, Germany | Giengen an der Brenz | Giengen an der Brenz | 48.6217 | 10.245 | Germany | DE | DEU | Baden-Württemberg |  | 19666 | 1276782990
Gießen, Hesse, Germany | Gießen | Giessen | 50.5833 | 8.6667 | Germany | DE | DEU | Hesse | minor | 88546 | 1276576770
Giffnock, East Renfrewshire, United Kingdom | Giffnock | Giffnock | 55.8051 | -4.2946 | United Kingdom | GB | GBR | East Renfrewshire |  | 16178 | 1826874548
Gifford, Florida, United States | Gifford | Gifford | 27.6747 | -80.4102 | United States | US | USA | Florida |  | 9679 | 1840014160
Gifhorn, Lower Saxony, Germany | Gifhorn | Gifhorn | 52.4886 | 10.5464 | Germany | DE | DEU | Lower Saxony | minor | 42519 | 1276793894
Gif-sur-Yvette, Île-de-France, France | Gif-sur-Yvette | Gif-sur-Yvette | 48.7018 | 2.1339 | France | FR | FRA | Île-de-France |  | 21379 | 1250169413
Gifu, Gifu, Japan | Gifu | Gifu | 35.4167 | 136.7667 | Japan | JP | JPN | Gifu | admin | 401534 | 1392097787
Gig Harbor, Washington, United States | Gig Harbor | Gig Harbor | 47.3353 | -122.5964 | United States | US | USA | Washington |  | 10717 | 1840019855
Gijón, Asturias, Spain | Gijón | Gijon | 43.5293 | -5.6773 | Spain | ES | ESP | Asturias |  | 271780 | 1724170659
Gikongoro, Southern Province, Rwanda | Gikongoro | Gikongoro | -2.4697 | 29.5814 | Rwanda | RW | RWA | Southern Province |  | 16695 | 1646632562
Gilbert, Arizona, United States | Gilbert | Gilbert | 33.3101 | -111.7463 | United States | US | USA | Arizona |  | 254114 | 1840021947
Gilberts, Illinois, United States | Gilberts | Gilberts | 42.1096 | -88.3716 | United States | US | USA | Illinois |  | 8076 | 1840011348
Gilbertsville, Pennsylvania, United States | Gilbertsville | Gilbertsville | 40.3219 | -75.609 | United States | US | USA | Pennsylvania |  | 5408 | 1840005461
Gildersome, Leeds, United Kingdom | Gildersome | Gildersome | 53.759 | -1.6322 | United Kingdom | GB | GBR | Leeds |  | 5804 | 1826345595
Gilford, New Hampshire, United States | Gilford | Gilford | 43.5581 | -71.385 | United States | US | USA | New Hampshire |  | 7139 | 1840054887
Gilgit, Gilgit-Baltistan, Pakistan | Gilgit | Gilgit | 35.9208 | 74.3144 | Pakistan | PK | PAK | Gilgit-Baltistan | minor | 8851 | 1586284242
Gillespie, Illinois, United States | Gillespie | Gillespie | 39.1258 | -89.8173 | United States | US | USA | Illinois |  | 5002 | 1840008489
Gillette, Wyoming, United States | Gillette | Gillette | 44.2752 | -105.4983 | United States | US | USA | Wyoming |  | 36032 | 1840019978
Gillingham, Medway, United Kingdom | Gillingham | Gillingham | 51.385 | 0.55 | United Kingdom | GB | GBR | Medway |  | 104157 | 1826642243
Gillingham, Dorset, United Kingdom | Gillingham | Gillingham | 51.0375 | -2.2748 | United Kingdom | GB | GBR | Dorset |  | 11756 | 1826398821
Gilmer, Texas, United States | Gilmer | Gilmer | 32.7317 | -94.946 | United States | US | USA | Texas |  | 5220 | 1840020731
Gilroy, California, United States | Gilroy | Gilroy | 37.0047 | -121.5855 | United States | US | USA | California |  | 118993 | 1840020327
Gīmbī, Oromīya, Ethiopia | Gīmbī | Gimbi | 9.1667 | 35.8333 | Ethiopia | ET | ETH | Oromīya |  | 31809 | 1231550284
Gimli, Manitoba, Canada | Gimli | Gimli | 50.6619 | -97.0297 | Canada | CA | CAN | Manitoba |  | 6181 | 1124472413
Gimpo, Gyeonggi, Korea, South | Gimpo | Gimpo | 37.6236 | 126.7142 | Korea, South | KR | KOR | Gyeonggi | minor | 352683 | 1410797548
Gingin, Western Australia, Australia | Gingin | Gingin | -31.34 | 115.91 | Australia | AU | AUS | Western Australia |  | 852 | 1036686561
Gingoog, Misamis Oriental, Philippines | Gingoog | Gingoog | 8.8167 | 125.1 | Philippines | PH | PHL | Misamis Oriental |  | 124648 | 1608630986
Ginowan, Okinawa, Japan | Ginowan | Ginowan | 26.2817 | 127.7783 | Japan | JP | JPN | Okinawa |  | 98093 | 1392613742
Ginsheim-Gustavsburg, Hesse, Germany | Ginsheim-Gustavsburg | Ginsheim-Gustavsburg | 49.9646 | 8.3464 | Germany | DE | DEU | Hesse |  | 16807 | 1276577011
Girard, Ohio, United States | Girard | Girard | 41.1666 | -80.6963 | United States | US | USA | Ohio |  | 9227 | 1840008239
Girardot, Cundinamarca, Colombia | Girardot | Girardot | 4.31 | -74.81 | Colombia | CO | COL | Cundinamarca | minor | 130289 | 1170838212
Giresun, Giresun, Turkey | Giresun | Giresun | 40.9 | 38.4167 | Turkey | TR | TUR | Giresun | admin | 135920 | 1792486859
Girona, Catalonia, Spain | Girona | Girona | 41.9833 | 2.8167 | Spain | ES | ESP | Catalonia | minor | 101852 | 1724386661
Gisborne, Gisborne, New Zealand | Gisborne | Gisborne | -38.6625 | 178.0178 | New Zealand | NZ | NZL | Gisborne | admin | 35500 | 1554359840
Gisborne, Victoria, Australia | Gisborne | Gisborne | -37.49 | 144.5889 | Australia | AU | AUS | Victoria |  | 13963 | 1036388639
Gisenyi, Western Province, Rwanda | Gisenyi | Gisenyi | -1.6928 | 29.25 | Rwanda | RW | RWA | Western Province |  | 136830 | 1646226936
Gishi, Okinawa, Japan | Gishi | Gishi | 26.1911 | 127.7286 | Japan | JP | JPN | Okinawa |  | 39835 | 1392090372
Gitarama, Southern Province, Rwanda | Gitarama | Gitarama | -2.0696 | 29.76 | Rwanda | RW | RWA | Southern Province |  | 87613 | 1646038255
Gitega, Gitega, Burundi | Gitega | Gitega | -3.4264 | 29.9306 | Burundi | BI | BDI | Gitega | primary | 41944 | 1108778000
Gitega, Mwaro, Burundi | Gitega | Gitega | -3.426 | 29.8436 | Burundi | BI | BDI | Mwaro |  | 23167 | 1108962433
Giugliano in Campania, Campania, Italy | Giugliano in Campania | Giugliano in Campania | 40.9319 | 14.1956 | Italy | IT | ITA | Campania |  | 124361 | 1380386690
Giurgiu, Giurgiu, Romania | Giurgiu | Giurgiu | 43.9 | 25.9667 | Romania | RO | ROU | Giurgiu | admin | 61353 | 1642984994
Giv‘atayim, Tel Aviv, Israel | Giv‘atayim | Giv`atayim | 32.0697 | 34.8117 | Israel | IL | ISR | Tel Aviv |  | 59518 | 1376739486
Givet, Grand Est, France | Givet | Givet | 50.1381 | 4.8242 | France | FR | FRA | Grand Est |  | 6749 | 1250082748
Giyon, Oromīya, Ethiopia | Giyon | Giyon | 8.5304 | 37.97 | Ethiopia | ET | ETH | Oromīya |  | 114534 | 1231961383
Giza, Al Jīzah, Egypt | Giza | Giza | 29.987 | 31.2118 | Egypt | EG | EGY | Al Jīzah | admin | 3021542 | 1818925479
Gizo, Western, Solomon Islands | Gizo | Gizo | -8.1 | 156.85 | Solomon Islands | SB | SLB | Western | admin | 6154 | 1090427067
Gjakovë, Gjakovë, Kosovo | Gjakovë | Gjakove | 42.3833 | 20.4333 | Kosovo | XK | XKS | Gjakovë | admin | 94556 | 1901089874
Gjilan, Gjilan, Kosovo | Gjilan | Gjilan | 42.47 | 21.47 | Kosovo | XK | XKS | Gjilan | admin | 90178 | 1901235642
Gjirokastër, Gjirokastër, Albania | Gjirokastër | Gjirokaster | 40.0758 | 20.1389 | Albania | AL | ALB | Gjirokastër | admin | 25301 | 1008368062
Gjøvik, Oppland, Norway | Gjøvik | Gjovik | 60.8 | 10.7 | Norway | NO | NOR | Oppland | minor | 22719 | 1578892271
Gladbeck, North Rhine-Westphalia, Germany | Gladbeck | Gladbeck | 51.5713 | 6.9827 | Germany | DE | DEU | North Rhine-Westphalia |  | 75687 | 1276216238
Gladenbach, Hesse, Germany | Gladenbach | Gladenbach | 50.7681 | 8.5828 | Germany | DE | DEU | Hesse |  | 12262 | 1276762551
Gladeview, Florida, United States | Gladeview | Gladeview | 25.8395 | -80.2368 | United States | US | USA | Florida |  | 13296 | 1840029038
Gladewater, Texas, United States | Gladewater | Gladewater | 32.5426 | -94.9465 | United States | US | USA | Texas |  | 6341 | 1840020745
Gladstone, Queensland, Australia | Gladstone | Gladstone | -23.8489 | 151.2625 | Australia | AU | AUS | Queensland |  | 33418 | 1036070755
Gladstone, Missouri, United States | Gladstone | Gladstone | 39.2133 | -94.5593 | United States | US | USA | Missouri |  | 27489 | 1840008496
Gladstone, Oregon, United States | Gladstone | Gladstone | 45.3864 | -122.5933 | United States | US | USA | Oregon |  | 12324 | 1840019949
Gland, Vaud, Switzerland | Gland | Gland | 46.4167 | 6.2667 | Switzerland | CH | CHE | Vaud |  | 13106 | 1756505867
Glarus, Glarus, Switzerland | Glarus | Glarus | 47.0331 | 9.0664 | Switzerland | CH | CHE | Glarus | admin | 12515 | 1756095767
Glascote, Staffordshire, United Kingdom | Glascote | Glascote | 52.6245 | -1.668 | United Kingdom | GB | GBR | Staffordshire |  | 8344 | 1826962627
Glasgow, Glasgow City, United Kingdom | Glasgow | Glasgow | 55.8609 | -4.2514 | United Kingdom | GB | GBR | Glasgow City |  | 985290 | 1826836462
Glasgow, Delaware, United States | Glasgow | Glasgow | 39.6015 | -75.7474 | United States | US | USA | Delaware |  | 14342 | 1840005571
Glasgow, Kentucky, United States | Glasgow | Glasgow | 37.0047 | -85.9263 | United States | US | USA | Kentucky |  | 14010 | 1840013268
Glashütte, Saxony, Germany | Glashütte | Glashutte | 50.85 | 13.7833 | Germany | DE | DEU | Saxony |  | 6698 | 1276110942
Glassboro, New Jersey, United States | Glassboro | Glassboro | 39.7014 | -75.1113 | United States | US | USA | New Jersey |  | 20288 | 1840003789
Glassmanor, Maryland, United States | Glassmanor | Glassmanor | 38.8181 | -76.9836 | United States | US | USA | Maryland |  | 17628 | 1840024545
Glastonbury, Somerset, United Kingdom | Glastonbury | Glastonbury | 51.1485 | -2.714 | United Kingdom | GB | GBR | Somerset |  | 8932 | 1826365312
Glastonbury, Connecticut, United States | Glastonbury | Glastonbury | 41.6922 | -72.5472 | United States | US | USA | Connecticut |  | 34578 | 1840034707
Glastonbury Center, Connecticut, United States | Glastonbury Center | Glastonbury Center | 41.7019 | -72.6001 | United States | US | USA | Connecticut |  | 7742 | 1840000503
Glauchau, Saxony, Germany | Glauchau | Glauchau | 50.8233 | 12.5444 | Germany | DE | DEU | Saxony |  | 22440 | 1276610130
Glazov, Udmurtiya, Russia | Glazov | Glazov | 58.1333 | 52.65 | Russia | RU | RUS | Udmurtiya |  | 93056 | 1643380964
Gleisdorf, Steiermark, Austria | Gleisdorf | Gleisdorf | 47.1039 | 15.7083 | Austria | AT | AUT | Steiermark |  | 10763 | 1040059456
Glen Allen, Virginia, United States | Glen Allen | Glen Allen | 37.666 | -77.4838 | United States | US | USA | Virginia |  | 16454 | 1840006390
Glen Burnie, Maryland, United States | Glen Burnie | Glen Burnie | 39.1559 | -76.6072 | United States | US | USA | Maryland |  | 69813 | 1840005917
Glen Carbon, Illinois, United States | Glen Carbon | Glen Carbon | 38.758 | -89.983 | United States | US | USA | Illinois |  | 12850 | 1840012795
Glen Cove, New York, United States | Glen Cove | Glen Cove | 40.8709 | -73.6287 | United States | US | USA | New York |  | 27166 | 1840000987
Glen Ellyn, Illinois, United States | Glen Ellyn | Glen Ellyn | 41.8667 | -88.0629 | United States | US | USA | Illinois |  | 27714 | 1840011405
Glen Innes, New South Wales, Australia | Glen Innes | Glen Innes | -29.75 | 151.7361 | Australia | AU | AUS | New South Wales |  | 6155 | 1036276799
Glen Parva, Leicestershire, United Kingdom | Glen Parva | Glen Parva | 52.5867 | -1.1617 | United Kingdom | GB | GBR | Leicestershire |  | 17189 | 1826454038
Glen Ridge, New Jersey, United States | Glen Ridge | Glen Ridge | 40.8041 | -74.2043 | United States | US | USA | New Jersey |  | 7574 | 1840005356
Glen Rock, New Jersey, United States | Glen Rock | Glen Rock | 40.9601 | -74.1249 | United States | US | USA | New Jersey |  | 11707 | 1840003555
Glenarden, Maryland, United States | Glenarden | Glenarden | 38.9293 | -76.8577 | United States | US | USA | Maryland |  | 6143 | 1840005973
Glenbrook, New South Wales, Australia | Glenbrook | Glenbrook | -33.765 | 150.6267 | Australia | AU | AUS | New South Wales |  | 5051 | 1036560336
Glencoe, Southland, New Zealand | Glencoe | Glencoe | -46.192 | 168.646 | New Zealand | NZ | NZL | Southland |  | 9750 | 1554979133
Glencoe, Illinois, United States | Glencoe | Glencoe | 42.1347 | -87.7641 | United States | US | USA | Illinois |  | 8826 | 1840011279
Glencoe, Minnesota, United States | Glencoe | Glencoe | 44.7699 | -94.1512 | United States | US | USA | Minnesota |  | 5448 | 1840007845
Glencoe, Alabama, United States | Glencoe | Glencoe | 33.9449 | -85.9319 | United States | US | USA | Alabama |  | 5071 | 1840003257
Glendale, Arizona, United States | Glendale | Glendale | 33.5791 | -112.2311 | United States | US | USA | Arizona |  | 252381 | 1840020563
Glendale, California, United States | Glendale | Glendale | 34.1818 | -118.2468 | United States | US | USA | California |  | 199303 | 1840020483
Glendale, Colorado, United States | Glendale | Glendale | 39.7036 | -104.9352 | United States | US | USA | Colorado |  | 5141 | 1840028450
Glendale, Wisconsin, United States | Glendale | Glendale | 43.1288 | -87.9277 | United States | US | USA | Wisconsin |  | 12768 | 1840003037
Glendale, Missouri, United States | Glendale | Glendale | 38.5935 | -90.3825 | United States | US | USA | Missouri |  | 5866 | 1840008588
Glendale Heights, Illinois, United States | Glendale Heights | Glendale Heights | 41.9196 | -88.0785 | United States | US | USA | Illinois |  | 33617 | 1840011406
Glendive, Montana, United States | Glendive | Glendive | 47.1102 | -104.7069 | United States | US | USA | Montana |  | 6460 | 1840019824
Glendora, California, United States | Glendora | Glendora | 34.1449 | -117.8468 | United States | US | USA | California |  | 51544 | 1840020484
Gleneagle, Colorado, United States | Gleneagle | Gleneagle | 39.0453 | -104.8288 | United States | US | USA | Colorado |  | 6936 | 1840028578
Glenfield, Leicestershire, United Kingdom | Glenfield | Glenfield | 52.6491 | -1.2062 | United Kingdom | GB | GBR | Leicestershire |  | 9643 | 1826730292
Glenmont, Maryland, United States | Glenmont | Glenmont | 39.0698 | -77.0467 | United States | US | USA | Maryland |  | 16389 | 1840024490
Glenn Dale, Maryland, United States | Glenn Dale | Glenn Dale | 38.9833 | -76.804 | United States | US | USA | Maryland |  | 14191 | 1840005955
Glenn Heights, Texas, United States | Glenn Heights | Glenn Heights | 32.5506 | -96.8548 | United States | US | USA | Texas |  | 13377 | 1840020708
Gleno, Ermera, Timor-Leste | Gleno | Gleno | -8.7239 | 125.4361 | Timor-Leste | TL | TLS | Ermera | admin | 8133 | 1626143485
Glenolden, Pennsylvania, United States | Glenolden | Glenolden | 39.8996 | -75.292 | United States | US | USA | Pennsylvania |  | 7164 | 1840000699
Glenpool, Oklahoma, United States | Glenpool | Glenpool | 35.9485 | -96.0052 | United States | US | USA | Oklahoma |  | 13936 | 1840020384
Glenrothes, Fife, United Kingdom | Glenrothes | Glenrothes | 56.198 | -3.178 | United Kingdom | GB | GBR | Fife |  | 38240 | 1826270044
Glens Falls, New York, United States | Glens Falls | Glens Falls | 43.3109 | -73.6459 | United States | US | USA | New York |  | 63499 | 1840000345
Glens Falls North, New York, United States | Glens Falls North | Glens Falls North | 43.335 | -73.6824 | United States | US | USA | New York |  | 8807 | 1840073682
Glenshaw, Pennsylvania, United States | Glenshaw | Glenshaw | 40.5391 | -79.9735 | United States | US | USA | Pennsylvania |  | 8714 | 1840026474
Glenside, Pennsylvania, United States | Glenside | Glenside | 40.1032 | -75.1517 | United States | US | USA | Pennsylvania |  | 7558 | 1840005462
Glenvar Heights, Florida, United States | Glenvar Heights | Glenvar Heights | 25.709 | -80.3156 | United States | US | USA | Florida |  | 17802 | 1840014238
Glenview, Illinois, United States | Glenview | Glenview | 42.0825 | -87.8216 | United States | US | USA | Illinois |  | 47308 | 1840011280
Glenville, New York, United States | Glenville | Glenville | 42.8869 | -73.9925 | United States | US | USA | New York |  | 29371 | 1840058129
Glenwood, Illinois, United States | Glenwood | Glenwood | 41.5409 | -87.6116 | United States | US | USA | Illinois |  | 8715 | 1840011281
Glenwood, Iowa, United States | Glenwood | Glenwood | 41.0446 | -95.7408 | United States | US | USA | Iowa |  | 6226 | 1840008273
Glenwood Springs, Colorado, United States | Glenwood Springs | Glenwood Springs | 39.5455 | -107.3346 | United States | US | USA | Colorado |  | 11962 | 1840020184
Glinde, Schleswig-Holstein, Germany | Glinde | Glinde | 53.5406 | 10.2111 | Germany | DE | DEU | Schleswig-Holstein |  | 18443 | 1276316044
Gliwice, Śląskie, Poland | Gliwice | Gliwice | 50.2976 | 18.6766 | Poland | PL | POL | Śląskie | minor | 179806 | 1616311376
Gllogovc, Gllogovc, Kosovo | Gllogovc | Gllogovc | 42.5872 | 20.8206 | Kosovo | XK | XKS | Gllogovc | admin | 369 | 1901031751
Globe, Arizona, United States | Globe | Globe | 33.3869 | -110.7515 | United States | US | USA | Arizona |  | 13182 | 1840020533
Glocester, Rhode Island, United States | Glocester | Glocester | 41.8934 | -71.6889 | United States | US | USA | Rhode Island |  | 10062 | 1840106230
Glodeni, Glodeni, Moldova | Glodeni | Glodeni | 47.7708 | 27.5144 | Moldova | MD | MDA | Glodeni | admin | 8676 | 1498553213
Gloggnitz, Niederösterreich, Austria | Gloggnitz | Gloggnitz | 47.6758 | 15.9383 | Austria | AT | AUT | Niederösterreich |  | 5916 | 1040986050
Glossop, Derbyshire, United Kingdom | Glossop | Glossop | 53.443 | -1.949 | United Kingdom | GB | GBR | Derbyshire |  | 33000 | 1826787990
Gloucester, New Jersey, United States | Gloucester | Gloucester | 39.7924 | -75.0363 | United States | US | USA | New Jersey |  | 63700 | 1840081684
Gloucester, Massachusetts, United States | Gloucester | Gloucester | 42.626 | -70.6897 | United States | US | USA | Massachusetts |  | 30430 | 1840000412
Gloucester City, New Jersey, United States | Gloucester City | Gloucester City | 39.8924 | -75.1172 | United States | US | USA | New Jersey |  | 11219 | 1840003777
Gloucester Point, Virginia, United States | Gloucester Point | Gloucester Point | 37.2767 | -76.5043 | United States | US | USA | Virginia |  | 9294 | 1840006399
Gloversville, New York, United States | Gloversville | Gloversville | 43.0491 | -74.3465 | United States | US | USA | New York |  | 27512 | 1840000375
Głubczyce, Opolskie, Poland | Głubczyce | Glubczyce | 50.2009 | 17.8286 | Poland | PL | POL | Opolskie | minor | 13572 | 1616541369
Głuchołazy, Opolskie, Poland | Głuchołazy | Glucholazy | 50.3131 | 17.3742 | Poland | PL | POL | Opolskie |  | 15293 | 1616458381
Glücksburg, Schleswig-Holstein, Germany | Glücksburg | Glucksburg | 54.8336 | 9.55 | Germany | DE | DEU | Schleswig-Holstein |  | 6124 | 1276697636
Glückstadt, Schleswig-Holstein, Germany | Glückstadt | Gluckstadt | 53.7917 | 9.4219 | Germany | DE | DEU | Schleswig-Holstein |  | 11069 | 1276320912
Głuszyca, Dolnośląskie, Poland | Głuszyca | Gluszyca | 50.6874 | 16.3717 | Poland | PL | POL | Dolnośląskie |  | 6855 | 1616839301
Glyfáda, Attikí, Greece | Glyfáda | Glyfada | 37.88 | 23.7533 | Greece | GR | GRC | Attikí | minor | 87305 | 1300003373
Glyncorrwg, Neath Port Talbot, United Kingdom | Glyncorrwg | Glyncorrwg | 51.6776 | -3.6292 | United Kingdom | GB | GBR | Neath Port Talbot |  | 5283 | 1826106322
Gmünd, Niederösterreich, Austria | Gmünd | Gmund | 48.7667 | 14.9833 | Austria | AT | AUT | Niederösterreich | minor | 5375 | 1040980800
Gmunden, Oberösterreich, Austria | Gmunden | Gmunden | 47.9181 | 13.7994 | Austria | AT | AUT | Oberösterreich | minor | 13191 | 1040670341
Gniew, Pomorskie, Poland | Gniew | Gniew | 53.8333 | 18.8333 | Poland | PL | POL | Pomorskie |  | 6844 | 1616464336
Gniezno, Wielkopolskie, Poland | Gniezno | Gniezno | 52.5333 | 17.6 | Poland | PL | POL | Wielkopolskie | minor | 70083 | 1616984350
Goaso, Brong-Ahafo, Ghana | Goaso | Goaso | 6.8036 | -2.5172 | Ghana | GH | GHA | Brong-Ahafo | admin |  | 1288616024
Goba, Oromīya, Ethiopia | Goba | Goba | 7.01 | 39.97 | Ethiopia | ET | ETH | Oromīya |  | 34369 | 1231837780
Gobabis, Omaheke, Namibia | Gobabis | Gobabis | -22.45 | 18.9667 | Namibia | NA | NAM | Omaheke | admin | 16321 | 1516128715
Gobernador Gálvez, Santa Fe, Argentina | Gobernador Gálvez | Gobernador Galvez | -33.0251 | -60.6337 | Argentina | AR | ARG | Santa Fe |  | 80769 | 1032739359
Gobernador Gregores, Santa Cruz, Argentina | Gobernador Gregores | Gobernador Gregores | -48.7666 | -70.25 | Argentina | AR | ARG | Santa Cruz | minor | 2519 | 1032720049
Gobō, Wakayama, Japan | Gobō | Gobo | 33.8914 | 135.1525 | Japan | JP | JPN | Wakayama |  | 23246 | 1392651383
Goch, North Rhine-Westphalia, Germany | Goch | Goch | 51.6839 | 6.1619 | Germany | DE | DEU | North Rhine-Westphalia |  | 33825 | 1276890926
Göd, Pest, Hungary | Göd | God | 47.6906 | 19.1344 | Hungary | HU | HUN | Pest |  | 18218 | 1348600580
Godalming, Surrey, United Kingdom | Godalming | Godalming | 51.18 | -0.61 | United Kingdom | GB | GBR | Surrey |  | 21804 | 1826220347
Godāwari̇̄, Setī, Nepal | Godāwari̇̄ | Godawari | 28.8755 | 80.5776 | Nepal | NP | NPL | Setī | admin |  | 1524020578
Godē, Sumalē, Ethiopia | Godē | Gode | 5.95 | 43.45 | Ethiopia | ET | ETH | Sumalē |  | 75000 | 1231128743
Goderich, Ontario, Canada | Goderich | Goderich | 43.7333 | -81.7 | Canada | CA | CAN | Ontario |  | 7628 | 1124989247
Godfrey, Illinois, United States | Godfrey | Godfrey | 38.9577 | -90.2156 | United States | US | USA | Illinois |  | 17400 | 1840012796
Godhavn, Qaasuitsup, Greenland | Godhavn | Godhavn | 69.2472 | -53.5333 | Greenland | GL | GRL | Qaasuitsup |  | 847 | 1304388071
Godhra, Gujarāt, India | Godhra | Godhra | 22.7755 | 73.6149 | India | IN | IND | Gujarāt |  | 161925 | 1356386046
Godmanchester, Cambridgeshire, United Kingdom | Godmanchester | Godmanchester | 52.3176 | -0.1725 | United Kingdom | GB | GBR | Cambridgeshire |  | 6711 | 1826040598
Gōdo, Gifu, Japan | Gōdo | Godo | 35.4175 | 136.6086 | Japan | JP | JPN | Gifu |  | 18812 | 1392043863
Gödöllő, Pest, Hungary | Gödöllő | Godollo | 47.6 | 19.3667 | Hungary | HU | HUN | Pest | minor | 32131 | 1348039473
Godoy Cruz, Mendoza, Argentina | Godoy Cruz | Godoy Cruz | -32.9167 | -68.8333 | Argentina | AR | ARG | Mendoza | minor | 191299 | 1032263200
Godstone, Surrey, United Kingdom | Godstone | Godstone | 51.248 | -0.064 | United Kingdom | GB | GBR | Surrey |  | 5949 | 1826968217
Goffs Oak, Hertfordshire, United Kingdom | Goffs Oak | Goffs Oak | 51.7109 | -0.0825 | United Kingdom | GB | GBR | Hertfordshire |  | 8172 | 1826459935
Goffstown, New Hampshire, United States | Goffstown | Goffstown | 43.019 | -71.5681 | United States | US | USA | New Hampshire |  | 18062 | 1840054900
Gogolin, Opolskie, Poland | Gogolin | Gogolin | 50.4881 | 18.0239 | Poland | PL | POL | Opolskie |  | 6116 | 1616622963
Gogrial, Warrap, South Sudan | Gogrial | Gogrial | 8.5337 | 28.1167 | South Sudan | SS | SSD | Warrap |  | 50065 | 1728342889
Goiana, Pernambuco, Brazil | Goiana | Goiana | -7.5606 | -35.0025 | Brazil | BR | BRA | Pernambuco |  | 71549 | 1076692421
Goianésia, Goiás, Brazil | Goianésia | Goianesia | -15.3175 | -49.1175 | Brazil | BR | BRA | Goiás |  | 47883 | 1076636505
Goiânia, Goiás, Brazil | Goiânia | Goiania | -16.6789 | -49.2539 | Brazil | BR | BRA | Goiás | admin | 1393575 | 1076034054
Gojō, Nara, Japan | Gojō | Gojo | 34.3528 | 135.6989 | Japan | JP | JPN | Nara |  | 28519 | 1392081561
Gojra, Punjab, Pakistan | Gojra | Gojra | 31.15 | 72.6833 | Pakistan | PK | PAK | Punjab |  | 157863 | 1586904918
Gökçebey, Zonguldak, Turkey | Gökçebey | Gokcebey | 41.3133 | 32.1497 | Turkey | TR | TUR | Zonguldak | minor | 21655 | 1792723189
Golborne, Wigan, United Kingdom | Golborne | Golborne | 53.4758 | -2.5943 | United Kingdom | GB | GBR | Wigan |  | 24169 | 1826407882
Golcar, Kirklees, United Kingdom | Golcar | Golcar | 53.6378 | -1.8457 | United Kingdom | GB | GBR | Kirklees |  | 17000 | 1826648142
Gölcük, Kocaeli, Turkey | Gölcük | Golcuk | 40.6667 | 29.8333 | Turkey | TR | TUR | Kocaeli | minor | 162584 | 1792590945
Gold Canyon, Arizona, United States | Gold Canyon | Gold Canyon | 33.3715 | -111.4369 | United States | US | USA | Arizona |  | 11038 | 1840018032
Gold Coast, Queensland, Australia | Gold Coast | Gold Coast | -28.0167 | 153.4 | Australia | AU | AUS | Queensland |  | 679127 | 1036153217
Gold River, California, United States | Gold River | Gold River | 38.6268 | -121.2488 | United States | US | USA | California |  | 7523 | 1840017583
Goldasht, Eşfahān, Iran | Goldasht | Goldasht | 32.6267 | 51.4392 | Iran | IR | IRN | Eşfahān |  | 22693 | 1364824865
Golden, Colorado, United States | Golden | Golden | 39.7406 | -105.2118 | United States | US | USA | Colorado |  | 20767 | 1840020197
Golden Gate, Florida, United States | Golden Gate | Golden Gate | 26.1844 | -81.7031 | United States | US | USA | Florida |  | 30104 | 1840014228
Golden Glades, Florida, United States | Golden Glades | Golden Glades | 25.9129 | -80.2013 | United States | US | USA | Florida |  | 34836 | 1840029039
Golden Hills, California, United States | Golden Hills | Golden Hills | 35.1512 | -118.5024 | United States | US | USA | California |  | 9407 | 1840017819
Golden Valley, Minnesota, United States | Golden Valley | Golden Valley | 44.9901 | -93.3591 | United States | US | USA | Minnesota |  | 21886 | 1840007824
Golden Valley, Arizona, United States | Golden Valley | Golden Valley | 35.206 | -114.2327 | United States | US | USA | Arizona |  | 8673 | 1840018339
Goldenrod, Florida, United States | Goldenrod | Goldenrod | 28.6114 | -81.2916 | United States | US | USA | Florida |  | 13162 | 1840014080
Goldsboro, North Carolina, United States | Goldsboro | Goldsboro | 35.3778 | -77.972 | United States | US | USA | North Carolina |  | 57278 | 1840013432
Golegã, Santarém, Portugal | Golegã | Golega | 39.4 | -8.4833 | Portugal | PT | PRT | Santarém | minor | 5465 | 1620801525
Goleta, California, United States | Goleta | Goleta | 34.436 | -119.8596 | United States | US | USA | California |  | 30911 | 1840001783
Golfito, Puntarenas, Costa Rica | Golfito | Golfito | 8.65 | -83.15 | Costa Rica | CR | CRI | Puntarenas |  | 6777 | 1188695145
Golitsyno, Moskovskaya Oblast’, Russia | Golitsyno | Golitsyno | 55.6147 | 36.9872 | Russia | RU | RUS | Moskovskaya Oblast’ |  | 17651 | 1643646490
Golmeh, Īlām, Iran | Golmeh | Golmeh | 33.6304 | 46.43 | Iran | IR | IRN | Īlām |  | 152894 | 1364909317
Golmud, Qinghai, China | Golmud | Golmud | 36.4028 | 94.9042 | China | CN | CHN | Qinghai | minor | 215214 | 1156083724
Golpāyegān, Eşfahān, Iran | Golpāyegān | Golpayegan | 33.4536 | 50.2883 | Iran | IR | IRN | Eşfahān | minor | 47849 | 1364867790
Golubac, Golubac, Serbia | Golubac | Golubac | 44.6529 | 21.6308 | Serbia | RS | SRB | Golubac | admin |  | 1688460377
Golyshmanovo, Tyumenskaya Oblast’, Russia | Golyshmanovo | Golyshmanovo | 56.3819 | 68.3715 | Russia | RU | RUS | Tyumenskaya Oblast’ |  | 13424 | 1643817304
Goma, Nord-Kivu, Congo (Kinshasa) | Goma | Goma | -1.69 | 29.22 | Congo (Kinshasa) | CD | COD | Nord-Kivu | admin | 144124 | 1180805022
Gombe, Gombe, Nigeria | Gombe | Gombe | 10.2904 | 11.17 | Nigeria | NG | NGA | Gombe | admin | 270366 | 1566855445
Gombe, Butambala, Uganda | Gombe | Gombe | 0.1818 | 32.1158 | Uganda | UG | UGA | Butambala | admin |  | 1800068643
Gómez Farías, Chihuahua, Mexico | Gómez Farías | Gomez Farias | 29.3583 | -107.7361 | Mexico | MX | MEX | Chihuahua | minor | 5330 | 1484446758
Gómez Palacio, Durango, Mexico | Gómez Palacio | Gomez Palacio | 25.5611 | -103.4983 | Mexico | MX | MEX | Durango | minor | 327985 | 1484092318
Gommern, Saxony-Anhalt, Germany | Gommern | Gommern | 52.0739 | 11.8231 | Germany | DE | DEU | Saxony-Anhalt |  | 10543 | 1276399095
Gonaïves, Artibonite, Haiti | Gonaïves | Gonaives | 19.45 | -72.6833 | Haiti | HT | HTI | Artibonite | admin | 324043 | 1332384588
Gonbad-e Kāvūs, Golestān, Iran | Gonbad-e Kāvūs | Gonbad-e Kavus | 37.25 | 55.1672 | Iran | IR | IRN | Golestān | minor | 151910 | 1364336980
Gonder, Āmara, Ethiopia | Gonder | Gonder | 12.6 | 37.4667 | Ethiopia | ET | ETH | Āmara |  | 323900 | 1231234833
Gondomar, Porto, Portugal | Gondomar | Gondomar | 41.15 | -8.5333 | Portugal | PT | PRT | Porto | minor | 168027 | 1620506259
Gonesse, Île-de-France, France | Gonesse | Gonesse | 48.9875 | 2.4494 | France | FR | FRA | Île-de-France |  | 25999 | 1250682314
Gongzhuling, Jilin, China | Gongzhuling | Gongzhuling | 43.5036 | 124.8088 | China | CN | CHN | Jilin |  | 1092692 | 1156696810
Gonzales, Louisiana, United States | Gonzales | Gonzales | 30.2132 | -90.9234 | United States | US | USA | Louisiana |  | 10957 | 1840013965
Gonzales, California, United States | Gonzales | Gonzales | 36.506 | -121.4429 | United States | US | USA | California |  | 8293 | 1840020355
Gonzales, Texas, United States | Gonzales | Gonzales | 29.5126 | -97.4472 | United States | US | USA | Texas |  | 7158 | 1840020953
Gonzalez, Florida, United States | Gonzalez | Gonzalez | 30.5822 | -87.2906 | United States | US | USA | Florida |  | 13962 | 1840013910
González, Tamaulipas, Mexico | González | Gonzalez | 22.8281 | -98.4306 | Mexico | MX | MEX | Tamaulipas | minor | 11212 | 1484835501
González Catán, Buenos Aires, Argentina | González Catán | Gonzalez Catan | -34.7708 | -58.6464 | Argentina | AR | ARG | Buenos Aires |  | 238067 | 1032883563
Good Hope, California, United States | Good Hope | Good Hope | 33.7706 | -117.2772 | United States | US | USA | California |  | 9173 | 1840028330
Goodlettsville, Tennessee, United States | Goodlettsville | Goodlettsville | 36.3327 | -86.7029 | United States | US | USA | Tennessee |  | 16798 | 1840013345
Goodmayes, Redbridge, United Kingdom | Goodmayes | Goodmayes | 51.5584 | 0.1119 | United Kingdom | GB | GBR | Redbridge |  | 13069 | 1826397253
Goodrich, Michigan, United States | Goodrich | Goodrich | 42.9147 | -83.5092 | United States | US | USA | Michigan |  | 5935 | 1840011007
Goodyear, Arizona, United States | Goodyear | Goodyear | 33.2613 | -112.3622 | United States | US | USA | Arizona |  | 86840 | 1840020564
Goole, East Riding of Yorkshire, United Kingdom | Goole | Goole | 53.6992 | -0.8692 | United Kingdom | GB | GBR | East Riding of Yorkshire |  | 19518 | 1826412985
Goondiwindi, Queensland, Australia | Goondiwindi | Goondiwindi | -28.5461 | 150.3097 | Australia | AU | AUS | Queensland |  | 6355 | 1036452066
Goonellabah, New South Wales, Australia | Goonellabah | Goonellabah | -28.815 | 153.3178 | Australia | AU | AUS | New South Wales |  | 12900 | 1036897159
Goose Creek, South Carolina, United States | Goose Creek | Goose Creek | 32.9925 | -80.0054 | United States | US | USA | South Carolina |  | 43665 | 1840013761
Göppingen, Baden-Württemberg, Germany | Göppingen | Goppingen | 48.7025 | 9.6528 | Germany | DE | DEU | Baden-Württemberg | minor | 57558 | 1276730715
Gorakhpur, Uttar Pradesh, India | Gorakhpur | Gorakhpur | 26.7611 | 83.3667 | India | IN | IND | Uttar Pradesh |  | 673446 | 1356190221
Goranboy, Goranboy, Azerbaijan | Goranboy | Goranboy | 40.61 | 46.7872 | Azerbaijan | AZ | AZE | Goranboy | admin | 7333 | 1031383465
Goražde, Bosnia and Herzegovina, Federation of, Bosnia And Herzegovina | Goražde | Gorazde | 43.6667 | 18.9778 | Bosnia And Herzegovina | BA | BIH | Bosnia and Herzegovina, Federation of | minor | 12512 | 1070619970
Gordonvale, Queensland, Australia | Gordonvale | Gordonvale | -17.0936 | 145.7866 | Australia | AU | AUS | Queensland |  | 6671 | 1036505934
Gorē, Oromīya, Ethiopia | Gorē | Gore | 8.149 | 35.537 | Ethiopia | ET | ETH | Oromīya |  | 9352 | 1231481918
Gorebridge, Midlothian, United Kingdom | Gorebridge | Gorebridge | 55.8436 | -3.05 | United Kingdom | GB | GBR | Midlothian |  | 5777 | 1826664295
Gorenja Vas, Gorenja Vas-Poljane, Slovenia | Gorenja Vas | Gorenja Vas | 46.1072 | 14.1481 | Slovenia | SI | SVN | Gorenja Vas-Poljane | admin |  | 1705961189
Gorgān, Golestān, Iran | Gorgān | Gorgan | 36.83 | 54.48 | Iran | IR | IRN | Golestān | admin | 312223 | 1364802450
Gorham, Maine, United States | Gorham | Gorham | 43.7034 | -70.4581 | United States | US | USA | Maine |  | 17307 | 1840052834
Gori, Shida Kartli, Georgia | Gori | Gori | 41.9817 | 44.1124 | Georgia | GE | GEO | Shida Kartli | admin | 48143 | 1268442763
Goring by Sea, West Sussex, United Kingdom | Goring by Sea | Goring by Sea | 50.8122 | -0.4244 | United Kingdom | GB | GBR | West Sussex |  | 7990 | 1826564099
Goris, Syunik’, Armenia | Goris | Goris | 39.5167 | 46.3333 | Armenia | AM | ARM | Syunik’ |  | 20591 | 1051724931
Gorišnica, Gorišnica, Slovenia | Gorišnica | Gorisnica | 46.4147 | 16.0139 | Slovenia | SI | SVN | Gorišnica | admin |  | 1705561619
Gorizia, Friuli-Venezia Giulia, Italy | Gorizia | Gorizia | 45.9352 | 13.6193 | Italy | IT | ITA | Friuli-Venezia Giulia | minor | 34411 | 1380874405
Gorleston-on-Sea, Norfolk, United Kingdom | Gorleston-on-Sea | Gorleston-on-Sea | 52.5757 | 1.7235 | United Kingdom | GB | GBR | Norfolk |  | 5548 | 1826692101
Gorlice, Małopolskie, Poland | Gorlice | Gorlice | 49.6556 | 21.1604 | Poland | PL | POL | Małopolskie | minor | 27597 | 1616148150
Görlitz, Saxony, Germany | Görlitz | Gorlitz | 51.1528 | 14.9872 | Germany | DE | DEU | Saxony | minor | 56324 | 1276000121
Gorna Oryahovitsa, Veliko Tarnovo, Bulgaria | Gorna Oryahovitsa | Gorna Oryahovitsa | 43.1222 | 25.6897 | Bulgaria | BG | BGR | Veliko Tarnovo |  | 35031 | 1100589506
Gornalwood, Dudley, United Kingdom | Gornalwood | Gornalwood | 52.523 | -2.124 | United Kingdom | GB | GBR | Dudley |  | 12992 | 1826716353
Gornja Radgona, Gornja Radgona, Slovenia | Gornja Radgona | Gornja Radgona | 46.681 | 15.9883 | Slovenia | SI | SVN | Gornja Radgona | admin | 3052 | 1705643923
Gornji Grad, Gornji Grad, Slovenia | Gornji Grad | Gornji Grad | 46.2953 | 14.8083 | Slovenia | SI | SVN | Gornji Grad | admin |  | 1705879741
Gornji Milanovac, Gornji Milanovac, Serbia | Gornji Milanovac | Gornji Milanovac | 44.0212 | 20.456 | Serbia | RS | SRB | Gornji Milanovac | admin |  | 1688363978
Gornji Petrovci, Gornji Petrovci, Slovenia | Gornji Petrovci | Gornji Petrovci | 46.8053 | 16.2225 | Slovenia | SI | SVN | Gornji Petrovci | admin |  | 1705170234
Gorno-Altaysk, Altay, Russia | Gorno-Altaysk | Gorno-Altaysk | 51.96 | 85.96 | Russia | RU | RUS | Altay | admin | 63214 | 1643549691
Gornozavodsk, Permskiy Kray, Russia | Gornozavodsk | Gornozavodsk | 58.3833 | 58.3167 | Russia | RU | RUS | Permskiy Kray |  | 11375 | 1643388843
Gornyak, Altayskiy Kray, Russia | Gornyak | Gornyak | 51 | 81.4667 | Russia | RU | RUS | Altayskiy Kray |  | 12972 | 1643814454
Gorodets, Nizhegorodskaya Oblast’, Russia | Gorodets | Gorodets | 56.6503 | 43.4703 | Russia | RU | RUS | Nizhegorodskaya Oblast’ |  | 30188 | 1643700852
Gorodishche, Penzenskaya Oblast’, Russia | Gorodishche | Gorodishche | 53.2667 | 45.7 | Russia | RU | RUS | Penzenskaya Oblast’ |  | 7885 | 1643336903
Gorodovikovsk, Kalmykiya, Russia | Gorodovikovsk | Gorodovikovsk | 46.0833 | 41.9333 | Russia | RU | RUS | Kalmykiya |  | 8798 | 1643064112
Goroka, Eastern Highlands, Papua New Guinea | Goroka | Goroka | -6.0833 | 145.3833 | Papua New Guinea | PG | PNG | Eastern Highlands | admin | 21507 | 1598928169
Gorokhovets, Vladimirskaya Oblast’, Russia | Gorokhovets | Gorokhovets | 56.2028 | 42.6925 | Russia | RU | RUS | Vladimirskaya Oblast’ |  | 12799 | 1643628827
Gorom-Gorom, Sahel, Burkina Faso | Gorom-Gorom | Gorom-Gorom | 14.45 | -0.2333 | Burkina Faso | BF | BFA | Sahel | minor | 6691 | 1854609702
Gorontalo, Gorontalo, Indonesia | Gorontalo | Gorontalo | 0.5411 | 123.0594 | Indonesia | ID | IDN | Gorontalo | admin | 191897 | 1360408580
Goryachiy Klyuch, Krasnodarskiy Kray, Russia | Goryachiy Klyuch | Goryachiy Klyuch | 44.6308 | 39.13 | Russia | RU | RUS | Krasnodarskiy Kray |  | 37475 | 1643630815
Gorzów Wielkopolski, Lubuskie, Poland | Gorzów Wielkopolski | Gorzow Wielkopolski | 52.7333 | 15.25 | Poland | PL | POL | Lubuskie | admin | 124295 | 1616788025
Gosen, Niigata, Japan | Gosen | Gosen | 37.75 | 139.1833 | Japan | JP | JPN | Niigata |  | 48360 | 1392762928
Gosforth, Newcastle upon Tyne, United Kingdom | Gosforth | Gosforth | 55.007 | -1.623 | United Kingdom | GB | GBR | Newcastle upon Tyne |  | 23620 | 1826878501
Goshen, Indiana, United States | Goshen | Goshen | 41.5743 | -85.8308 | United States | US | USA | Indiana |  | 34217 | 1840013733
Goshen, New York, United States | Goshen | Goshen | 41.3817 | -74.3498 | United States | US | USA | New York |  | 13894 | 1840004868
Goslar, Lower Saxony, Germany | Goslar | Goslar | 51.906 | 10.4292 | Germany | DE | DEU | Lower Saxony | minor | 50753 | 1276608610
Gospić, Ličko-Senjska Županija, Croatia | Gospić | Gospic | 44.5469 | 15.3744 | Croatia | HR | HRV | Ličko-Senjska Županija | admin | 5695 | 1191887616
Gosport, Hampshire, United Kingdom | Gosport | Gosport | 50.7948 | -1.1243 | United Kingdom | GB | GBR | Hampshire |  | 71529 | 1826330438
Gossau, Sankt Gallen, Switzerland | Gossau | Gossau | 47.4164 | 9.25 | Switzerland | CH | CHE | Sankt Gallen |  | 18171 | 1756392610
Gostivar, Gostivar, Macedonia | Gostivar | Gostivar | 41.8 | 20.9167 | Macedonia | MK | MKD | Gostivar | admin | 35847 | 1807901060
Gostynin, Mazowieckie, Poland | Gostynin | Gostynin | 52.4167 | 19.4667 | Poland | PL | POL | Mazowieckie | minor | 19414 | 1616908435
Gotenba, Shizuoka, Japan | Gotenba | Gotenba | 35.3086 | 138.935 | Japan | JP | JPN | Shizuoka |  | 87078 | 1392876311
Gotha, Thuringia, Germany | Gotha | Gotha | 50.9489 | 10.7183 | Germany | DE | DEU | Thuringia | minor | 45733 | 1276679639
Gothenburg, Västra Götaland, Sweden | Gothenburg | Gothenburg | 57.6717 | 11.981 | Sweden | SE | SWE | Västra Götaland | admin | 600473 | 1752059374
Gotse Delchev, Blagoevgrad, Bulgaria | Gotse Delchev | Gotse Delchev | 41.5728 | 23.7294 | Bulgaria | BG | BGR | Blagoevgrad |  | 21969 | 1100837214
Gōtsuchō, Shimane, Japan | Gōtsuchō | Gotsucho | 34.9809 | 132.2949 | Japan | JP | JPN | Shimane |  | 23372 | 1392030464
Göttingen, Lower Saxony, Germany | Göttingen | Gottingen | 51.5339 | 9.9356 | Germany | DE | DEU | Lower Saxony | minor | 119801 | 1276211234
Goulburn, New South Wales, Australia | Goulburn | Goulburn | -34.7547 | 149.6186 | Australia | AU | AUS | New South Wales |  | 23835 | 1036347537
Goulds, Florida, United States | Goulds | Goulds | 25.5614 | -80.388 | United States | US | USA | Florida |  | 11453 | 1840014239
Goulmima, Drâa-Tafilalet, Morocco | Goulmima | Goulmima | 31.6944 | -4.9592 | Morocco | MA | MAR | Drâa-Tafilalet |  | 16419 | 1504139417
Goundam, Tombouctou, Mali | Goundam | Goundam | 16.417 | -3.6666 | Mali | ML | MLI | Tombouctou | minor | 8456 | 1466655191
Gouré, Zinder, Niger | Gouré | Goure | 13.9874 | 10.27 | Niger | NE | NER | Zinder | minor | 14639 | 1562482102
Gourock, Inverclyde, United Kingdom | Gourock | Gourock | 55.9538 | -4.8173 | United Kingdom | GB | GBR | Inverclyde |  | 11511 | 1826142319
Goussainville, Île-de-France, France | Goussainville | Goussainville | 49.0325 | 2.4747 | France | FR | FRA | Île-de-France |  | 30637 | 1250333047
Gouveia, Guarda, Portugal | Gouveia | Gouveia | 40.5 | -7.6 | Portugal | PT | PRT | Guarda | minor | 14046 | 1620922007
Gouverneur, New York, United States | Gouverneur | Gouverneur | 44.3673 | -75.4838 | United States | US | USA | New York |  | 7029 | 1840004054
Gouvy, Wallonia, Belgium | Gouvy | Gouvy | 50.1874 | 5.9449 | Belgium | BE | BEL | Wallonia |  | 5206 | 1056928691
Govan, Glasgow City, United Kingdom | Govan | Govan | 55.8615 | -4.3083 | United Kingdom | GB | GBR | Glasgow City |  | 5860 | 1826443893
Governador Valadares, Minas Gerais, Brazil | Governador Valadares | Governador Valadares | -18.87 | -41.97 | Brazil | BR | BRA | Minas Gerais |  | 250878 | 1076271003
Gowanda, New York, United States | Gowanda | Gowanda | 42.4612 | -78.9339 | United States | US | USA | New York |  | 5945 | 1840004590
Gowerton, Swansea, United Kingdom | Gowerton | Gowerton | 51.648 | -4.043 | United Kingdom | GB | GBR | Swansea |  | 8183 | 1826948192
Goya, Corrientes, Argentina | Goya | Goya | -29.1333 | -59.25 | Argentina | AR | ARG | Corrientes | minor | 72304 | 1032251925
Goyang, Gyeonggi, Korea, South | Goyang | Goyang | 37.6564 | 126.835 | Korea, South | KR | KOR | Gyeonggi | minor | 1061929 | 1410511255
Göyçay, Göyçay, Azerbaijan | Göyçay | Goycay | 40.6553 | 47.7389 | Azerbaijan | AZ | AZE | Göyçay | admin | 36200 | 1031227222
Göygöl, Göygöl, Azerbaijan | Göygöl | Goygol | 40.5905 | 46.3239 | Azerbaijan | AZ | AZE | Göygöl | admin | 15338 | 1031823379
Göytəpə, Cəlilabad, Azerbaijan | Göytəpə | Goytapa | 39.1167 | 48.5953 | Azerbaijan | AZ | AZE | Cəlilabad |  | 10067 | 1031848361
Goz-Beida, Sila, Chad | Goz-Beida | Goz-Beida | 12.2236 | 21.4144 | Chad | TD | TCD | Sila | admin | 66107 | 1148101824
Graaff-Reinet, Eastern Cape, South Africa | Graaff-Reinet | Graaff-Reinet | -32.2522 | 24.5406 | South Africa | ZA | ZAF | Eastern Cape |  | 62896 | 1710616617
Grabow, Mecklenburg-Western Pomerania, Germany | Grabow | Grabow | 53.2798 | 11.5531 | Germany | DE | DEU | Mecklenburg-Western Pomerania |  | 5633 | 1276851550
Graçanicë, Graçanicë, Kosovo | Graçanicë | Gracanice | 42.6 | 21.2 | Kosovo | XK | XKS | Graçanicë | admin | 10675 | 1901753443
Gracemere, Queensland, Australia | Gracemere | Gracemere | -23.4333 | 150.45 | Australia | AU | AUS | Queensland |  | 11315 | 1036779939
Gracias, Lempira, Honduras | Gracias | Gracias | 14.5833 | -88.5833 | Honduras | HN | HND | Lempira | admin | 50256 | 1340141391
Grad, Grad, Slovenia | Grad | Grad | 46.8 | 16.1 | Slovenia | SI | SVN | Grad | admin |  | 1705033390
Gradignan, Nouvelle-Aquitaine, France | Gradignan | Gradignan | 44.7725 | -0.6156 | France | FR | FRA | Nouvelle-Aquitaine |  | 25552 | 1250206083
Gradsko, Gradsko, Macedonia | Gradsko | Gradsko | 41.5775 | 21.9428 | Macedonia | MK | MKD | Gradsko | admin |  | 1807080471
Grafenau, Bavaria, Germany | Grafenau | Grafenau | 48.8561 | 13.3969 | Germany | DE | DEU | Bavaria |  | 8256 | 1276582475
Gräfenhainichen, Saxony-Anhalt, Germany | Gräfenhainichen | Grafenhainichen | 51.7292 | 12.4556 | Germany | DE | DEU | Saxony-Anhalt |  | 11654 | 1276450109
Grafenwöhr, Bavaria, Germany | Grafenwöhr | Grafenwohr | 49.7167 | 11.9 | Germany | DE | DEU | Bavaria |  | 6363 | 1276973860
Grafing bei München, Bavaria, Germany | Grafing bei München | Grafing bei Munchen | 48.05 | 11.9667 | Germany | DE | DEU | Bavaria |  | 13660 | 1276799795
Grafton, New South Wales, Australia | Grafton | Grafton | -29.6833 | 152.9333 | Australia | AU | AUS | New South Wales |  | 19078 | 1036615468
Grafton, Massachusetts, United States | Grafton | Grafton | 42.2085 | -71.6838 | United States | US | USA | Massachusetts |  | 18624 | 1840053690
Grafton, Wisconsin, United States | Grafton | Grafton | 43.3204 | -87.948 | United States | US | USA | Wisconsin |  | 11715 | 1840002823
Grafton, West Virginia, United States | Grafton | Grafton | 39.3409 | -80.0161 | United States | US | USA | West Virginia |  | 5714 | 1840005779
Grafton, Ohio, United States | Grafton | Grafton | 41.2808 | -82.0367 | United States | US | USA | Ohio |  | 5707 | 1840011590
Graham, Washington, United States | Graham | Graham | 47.0407 | -122.2756 | United States | US | USA | Washington |  | 28194 | 1840017365
Graham, North Carolina, United States | Graham | Graham | 36.0596 | -79.3892 | United States | US | USA | North Carolina |  | 15646 | 1840013361
Graham, Texas, United States | Graham | Graham | 33.1017 | -98.5778 | United States | US | USA | Texas |  | 8755 | 1840020668
Grahamstown, Eastern Cape, South Africa | Grahamstown | Grahamstown | -33.2996 | 26.52 | South Africa | ZA | ZAF | Eastern Cape |  | 91548 | 1710671857
Grain Valley, Missouri, United States | Grain Valley | Grain Valley | 39.0168 | -94.2085 | United States | US | USA | Missouri |  | 14526 | 1840008531
Grajaú, Maranhão, Brazil | Grajaú | Grajau | -5.8194 | -46.1386 | Brazil | BR | BRA | Maranhão |  | 30217 | 1076344134
Grambling, Louisiana, United States | Grambling | Grambling | 32.5276 | -92.7124 | United States | US | USA | Louisiana |  | 5150 | 1840013807
Gramercy, Louisiana, United States | Gramercy | Gramercy | 30.061 | -90.6928 | United States | US | USA | Louisiana |  | 13873 | 1840017209
Gramsh, Elbasan, Albania | Gramsh | Gramsh | 40.8667 | 20.1833 | Albania | AL | ALB | Elbasan |  | 8440 | 1008632813
Granada, Andalusia, Spain | Granada | Granada | 37.1781 | -3.6008 | Spain | ES | ESP | Andalusia | minor | 232462 | 1724929320
Granada, Granada, Nicaragua | Granada | Granada | 11.93 | -85.9561 | Nicaragua | NI | NIC | Granada | admin | 105171 | 1558101678
Granbury, Texas, United States | Granbury | Granbury | 32.4484 | -97.7685 | United States | US | USA | Texas |  | 37996 | 1840020749
Granby, Quebec, Canada | Granby | Granby | 45.4 | -72.7333 | Canada | CA | CAN | Quebec |  | 63433 | 1124502071
Granby, Connecticut, United States | Granby | Granby | 41.9694 | -72.8346 | United States | US | USA | Connecticut |  | 11305 | 1840004831
Granby, New York, United States | Granby | Granby | 43.2918 | -76.4408 | United States | US | USA | New York |  | 6592 | 1840087479
Granby, Massachusetts, United States | Granby | Granby | 42.2608 | -72.5036 | United States | US | USA | Massachusetts |  | 6333 | 1840053459
Grand Blanc, Michigan, United States | Grand Blanc | Grand Blanc | 42.9258 | -83.6181 | United States | US | USA | Michigan |  | 7870 | 1840002951
Grand Falls, Newfoundland and Labrador, Canada | Grand Falls | Grand Falls | 48.9578 | -55.6633 | Canada | CA | CAN | Newfoundland and Labrador |  | 14171 | 1124068277
Grand Falls, New Brunswick, Canada | Grand Falls | Grand Falls | 47.0344 | -67.7394 | Canada | CA | CAN | New Brunswick |  | 5326 | 1124904843
Grand Forks, North Dakota, United States | Grand Forks | Grand Forks | 47.9218 | -97.0886 | United States | US | USA | North Dakota |  | 64748 | 1840000101
Grand Haven, Michigan, United States | Grand Haven | Grand Haven | 43.0553 | -86.2201 | United States | US | USA | Michigan |  | 11047 | 1840002995
Grand Island, Nebraska, United States | Grand Island | Grand Island | 40.9214 | -98.3584 | United States | US | USA | Nebraska |  | 53296 | 1840000956
Grand Island, New York, United States | Grand Island | Grand Island | 43.0198 | -78.9619 | United States | US | USA | New York |  | 20897 | 1840087480
Grand Junction, Colorado, United States | Grand Junction | Grand Junction | 39.0876 | -108.5673 | United States | US | USA | Colorado |  | 139143 | 1840020230
Grand Ledge, Michigan, United States | Grand Ledge | Grand Ledge | 42.7534 | -84.7448 | United States | US | USA | Michigan |  | 7896 | 1840003109
Grand Prairie, Texas, United States | Grand Prairie | Grand Prairie | 32.6872 | -97.0209 | United States | US | USA | Texas |  | 194543 | 1840020709
Grand Rapids, Michigan, United States | Grand Rapids | Grand Rapids | 42.962 | -85.6562 | United States | US | USA | Michigan |  | 609314 | 1840002928
Grand Rapids, Minnesota, United States | Grand Rapids | Grand Rapids | 47.238 | -93.5327 | United States | US | USA | Minnesota |  | 9579 | 1840007714
Grand Terrace, California, United States | Grand Terrace | Grand Terrace | 34.0312 | -117.3132 | United States | US | USA | California |  | 12584 | 1840020403
Grand Turk, , Turks And Caicos Islands | Grand Turk | Grand Turk | 21.4664 | -71.136 | Turks And Caicos Islands | TC | TCA |  |  | 5801 | 1796965313
Grand-Bassam, Comoé, Côte D’Ivoire | Grand-Bassam | Grand-Bassam | 5.2 | -3.7333 | Côte D’Ivoire | CI | CIV | Comoé | minor | 73772 | 1384167408
Grande Prairie, Alberta, Canada | Grande Prairie | Grande Prairie | 55.1708 | -118.7947 | Canada | CA | CAN | Alberta |  | 63166 | 1124505481
Grande-Synthe, Hauts-de-France, France | Grande-Synthe | Grande-Synthe | 51.0139 | 2.3028 | France | FR | FRA | Hauts-de-France |  | 22966 | 1250318038
Grandview, Missouri, United States | Grandview | Grandview | 38.8802 | -94.5227 | United States | US | USA | Missouri |  | 24856 | 1840008532
Grandview, Washington, United States | Grandview | Grandview | 46.2444 | -119.9091 | United States | US | USA | Washington |  | 18772 | 1840019871
Grandview Heights, Ohio, United States | Grandview Heights | Grandview Heights | 39.9793 | -83.0408 | United States | US | USA | Ohio |  | 8333 | 1840003761
Grandville, Michigan, United States | Grandville | Grandville | 42.9003 | -85.7564 | United States | US | USA | Michigan |  | 15858 | 1840002929
Grandwood Park, Illinois, United States | Grandwood Park | Grandwood Park | 42.3929 | -87.9871 | United States | US | USA | Illinois |  | 5261 | 1840004639
Grangemouth, Falkirk, United Kingdom | Grangemouth | Grangemouth | 56.012 | -3.717 | United Kingdom | GB | GBR | Falkirk |  | 17906 | 1826973593
Granger, Indiana, United States | Granger | Granger | 41.7373 | -86.135 | United States | US | USA | Indiana |  | 30815 | 1840030079
Grangetown, Redcar and Cleveland, United Kingdom | Grangetown | Grangetown | 54.58 | -1.144 | United Kingdom | GB | GBR | Redcar and Cleveland |  | 5088 | 1826320300
Granite Bay, California, United States | Granite Bay | Granite Bay | 38.7601 | -121.1714 | United States | US | USA | California |  | 22439 | 1840017559
Granite City, Illinois, United States | Granite City | Granite City | 38.7292 | -90.1266 | United States | US | USA | Illinois |  | 28158 | 1840008565
Granite Falls, Washington, United States | Granite Falls | Granite Falls | 48.0874 | -121.9706 | United States | US | USA | Washington |  | 7713 | 1840019787
Granite Shoals, Texas, United States | Granite Shoals | Granite Shoals | 30.5897 | -98.3715 | United States | US | USA | Texas |  | 5774 | 1840020867
Granja, Ceará, Brazil | Granja | Granja | -3.1195 | -40.84 | Brazil | BR | BRA | Ceará |  | 25879 | 1076052166
Granollers, Catalonia, Spain | Granollers | Granollers | 41.6083 | 2.2889 | Spain | ES | ESP | Catalonia |  | 61275 | 1724011647
Gransee, Brandenburg, Germany | Gransee | Gransee | 53.0069 | 13.1586 | Germany | DE | DEU | Brandenburg |  | 5871 | 1276406974
Grantham, Lincolnshire, United Kingdom | Grantham | Grantham | 52.918 | -0.638 | United Kingdom | GB | GBR | Lincolnshire |  | 44580 | 1826040909
Grants, New Mexico, United States | Grants | Grants | 35.1538 | -107.8335 | United States | US | USA | New Mexico |  | 11833 | 1840020452
Grants Pass, Oregon, United States | Grants Pass | Grants Pass | 42.4333 | -123.3317 | United States | US | USA | Oregon |  | 55837 | 1840020087
Grantsville, Utah, United States | Grantsville | Grantsville | 40.6148 | -112.4777 | United States | US | USA | Utah |  | 9052 | 1840020146
Granville, New South Wales, Australia | Granville | Granville | -33.8578 | 151.0106 | Australia | AU | AUS | New South Wales |  | 5500 | 1036825743
Granville, New York, United States | Granville | Granville | 43.4188 | -73.3086 | United States | US | USA | New York |  | 6503 | 1840004176
Granville, Ohio, United States | Granville | Granville | 40.0648 | -82.5023 | United States | US | USA | Ohio |  | 5916 | 1840012324
Granville Township, Pennsylvania, United States | Granville Township | Granville Township | 40.5735 | -77.6129 | United States | US | USA | Pennsylvania |  | 5017 | 1840146277
Grapevine, Texas, United States | Grapevine | Grapevine | 32.9343 | -97.0744 | United States | US | USA | Texas |  | 55281 | 1840020697
Grass Valley, California, United States | Grass Valley | Grass Valley | 39.2237 | -121.0521 | United States | US | USA | California |  | 34196 | 1840020225
Grasse, Provence-Alpes-Côte d’Azur, France | Grasse | Grasse | 43.6667 | 6.9167 | France | FR | FRA | Provence-Alpes-Côte d’Azur | minor | 50396 | 1250763117
Gravenhurst, Ontario, Canada | Gravenhurst | Gravenhurst | 44.9167 | -79.3667 | Canada | CA | CAN | Ontario |  | 12311 | 1124842372
Gravesend, Kent, United Kingdom | Gravesend | Gravesend | 51.4415 | 0.3685 | United Kingdom | GB | GBR | Kent |  | 74000 | 1826609378
Gray, Maine, United States | Gray | Gray | 43.8877 | -70.3494 | United States | US | USA | Maine |  | 8085 | 1840052837
Gray, Louisiana, United States | Gray | Gray | 29.6776 | -90.7833 | United States | US | USA | Louisiana |  | 5893 | 1840014030
Grays, Thurrock, United Kingdom | Grays | Grays | 51.475 | 0.33 | United Kingdom | GB | GBR | Thurrock |  | 36601 | 1826003493
Grayslake, Illinois, United States | Grayslake | Grayslake | 42.3402 | -88.0338 | United States | US | USA | Illinois |  | 20725 | 1840011150
Grayson, Kentucky, United States | Grayson | Grayson | 38.3317 | -82.9371 | United States | US | USA | Kentucky |  | 5277 | 1840013196
Grayson Valley, Alabama, United States | Grayson Valley | Grayson Valley | 33.6469 | -86.6414 | United States | US | USA | Alabama |  | 5986 | 1840027631
Grayvoron, Belgorodskaya Oblast’, Russia | Grayvoron | Grayvoron | 50.4833 | 35.6667 | Russia | RU | RUS | Belgorodskaya Oblast’ | minor | 6449 | 1643809154
Graz, Steiermark, Austria | Graz | Graz | 47.0667 | 15.4333 | Austria | AT | AUT | Steiermark | admin | 289440 | 1040184559
Great Baddow, Essex, United Kingdom | Great Baddow | Great Baddow | 51.719 | 0.507 | United Kingdom | GB | GBR | Essex |  | 14650 | 1826685396
Great Barrington, Massachusetts, United States | Great Barrington | Great Barrington | 42.211 | -73.3416 | United States | US | USA | Massachusetts |  | 6894 | 1840053648
Great Bend, Kansas, United States | Great Bend | Great Bend | 38.3593 | -98.8016 | United States | US | USA | Kansas |  | 15144 | 1840001656
Great Billing, Northamptonshire, United Kingdom | Great Billing | Great Billing | 52.2577 | -0.8222 | United Kingdom | GB | GBR | Northamptonshire |  | 8457 | 1826085165
Great Bookham, Surrey, United Kingdom | Great Bookham | Great Bookham | 51.278 | -0.373 | United Kingdom | GB | GBR | Surrey |  | 5596 | 1826910231
Great Burstead, Essex, United Kingdom | Great Burstead | Great Burstead | 51.604 | 0.445 | United Kingdom | GB | GBR | Essex |  | 5968 | 1826018359
Great Chart, Kent, United Kingdom | Great Chart | Great Chart | 51.1409 | 0.8372 | United Kingdom | GB | GBR | Kent |  | 6801 | 1826348969
Great Cornard, Suffolk, United Kingdom | Great Cornard | Great Cornard | 52.0245 | 0.7497 | United Kingdom | GB | GBR | Suffolk |  | 8908 | 1826607712
Great Driffield, East Riding of Yorkshire, United Kingdom | Great Driffield | Great Driffield | 54.005 | -0.438 | United Kingdom | GB | GBR | East Riding of Yorkshire |  | 13080 | 1826244451
Great Dunmow, Essex, United Kingdom | Great Dunmow | Great Dunmow | 51.873 | 0.3617 | United Kingdom | GB | GBR | Essex |  | 8830 | 1826161396
Great Falls, Montana, United States | Great Falls | Great Falls | 47.5022 | -111.2995 | United States | US | USA | Montana |  | 65131 | 1840019839
Great Falls, Virginia, United States | Great Falls | Great Falls | 39.011 | -77.3013 | United States | US | USA | Virginia |  | 15394 | 1840006028
Great Harwood, Lancashire, United Kingdom | Great Harwood | Great Harwood | 53.786 | -2.408 | United Kingdom | GB | GBR | Lancashire |  | 10800 | 1826598586
Great Linford, Milton Keynes, United Kingdom | Great Linford | Great Linford | 52.068 | -0.7637 | United Kingdom | GB | GBR | Milton Keynes |  | 19350 | 1826297411
Great Meols, Wirral, United Kingdom | Great Meols | Great Meols | 53.4014 | -3.1553 | United Kingdom | GB | GBR | Wirral |  | 5110 | 1826236387
Great Missenden, Buckinghamshire, United Kingdom | Great Missenden | Great Missenden | 51.7042 | -0.7078 | United Kingdom | GB | GBR | Buckinghamshire |  | 10138 | 1826171263
Great Neck, New York, United States | Great Neck | Great Neck | 40.8028 | -73.7332 | United States | US | USA | New York |  | 10209 | 1840005290
Great Neck Plaza, New York, United States | Great Neck Plaza | Great Neck Plaza | 40.7869 | -73.7261 | United States | US | USA | New York |  | 7027 | 1840005292
Great Sankey, Warrington, United Kingdom | Great Sankey | Great Sankey | 53.3918 | -2.6383 | United Kingdom | GB | GBR | Warrington |  | 24211 | 1826102019
Great Wakering, Southend-on-Sea, United Kingdom | Great Wakering | Great Wakering | 51.5516 | 0.8165 | United Kingdom | GB | GBR | Southend-on-Sea |  | 5587 | 1826267348
Great Warley Street, Essex, United Kingdom | Great Warley Street | Great Warley Street | 51.607 | 0.3 | United Kingdom | GB | GBR | Essex |  | 5973 | 1826579485
Great Wyrley, Staffordshire, United Kingdom | Great Wyrley | Great Wyrley | 52.6593 | -2.0102 | United Kingdom | GB | GBR | Staffordshire |  | 11060 | 1826969267
Great Yarmouth, Norfolk, United Kingdom | Great Yarmouth | Great Yarmouth | 52.606 | 1.729 | United Kingdom | GB | GBR | Norfolk |  | 38693 | 1826653059
Greater Napanee, Ontario, Canada | Greater Napanee | Greater Napanee | 44.25 | -76.95 | Canada | CA | CAN | Ontario |  | 15892 | 1124001319
Grebenstein, Hesse, Germany | Grebenstein | Grebenstein | 51.45 | 9.4167 | Germany | DE | DEU | Hesse |  | 5745 | 1276994004
Greding, Bavaria, Germany | Greding | Greding | 49.0519 | 11.3606 | Germany | DE | DEU | Bavaria |  | 7126 | 1276984286
Greece, New York, United States | Greece | Greece | 43.2461 | -77.6989 | United States | US | USA | New York |  | 96197 | 1840058136
Greeley, Colorado, United States | Greeley | Greeley | 40.4151 | -104.7706 | United States | US | USA | Colorado |  | 137810 | 1840020149
Green, Ohio, United States | Green | Green | 40.9483 | -81.4757 | United States | US | USA | Ohio |  | 25752 | 1840008254
Green, Oregon, United States | Green | Green | 43.1509 | -123.3854 | United States | US | USA | Oregon |  | 7695 | 1840017439
Green Bay, Wisconsin, United States | Green Bay | Green Bay | 44.515 | -87.9896 | United States | US | USA | Wisconsin |  | 207557 | 1840002344
Green Brook, New Jersey, United States | Green Brook | Green Brook | 40.6038 | -74.4825 | United States | US | USA | New Jersey |  | 7158 | 1840081702
Green Cove Springs, Florida, United States | Green Cove Springs | Green Cove Springs | 29.9904 | -81.6807 | United States | US | USA | Florida |  | 8577 | 1840013999
Green Hill, Tennessee, United States | Green Hill | Green Hill | 36.2349 | -86.5733 | United States | US | USA | Tennessee |  | 6695 | 1840013350
Green Knoll, New Jersey, United States | Green Knoll | Green Knoll | 40.6048 | -74.615 | United States | US | USA | New Jersey |  | 6720 | 1840033460
Green River, Wyoming, United States | Green River | Green River | 41.5124 | -109.4708 | United States | US | USA | Wyoming |  | 11906 | 1840020100
Green Valley, Arizona, United States | Green Valley | Green Valley | 31.8436 | -111.0174 | United States | US | USA | Arizona |  | 21723 | 1840018111
Greenacres, Florida, United States | Greenacres | Greenacres | 26.6272 | -80.1371 | United States | US | USA | Florida |  | 41117 | 1840036057
Greenacres, California, United States | Greenacres | Greenacres | 35.3831 | -119.1184 | United States | US | USA | California |  | 5757 | 1840026940
Greenbelt, Maryland, United States | Greenbelt | Greenbelt | 38.9953 | -76.8885 | United States | US | USA | Maryland |  | 23224 | 1840005974
Greenbriar, Virginia, United States | Greenbriar | Greenbriar | 38.8717 | -77.397 | United States | US | USA | Virginia |  | 8575 | 1840024572
Greenbrier, Tennessee, United States | Greenbrier | Greenbrier | 36.4239 | -86.7976 | United States | US | USA | Tennessee |  | 6852 | 1840016014
Greenburgh, New York, United States | Greenburgh | Greenburgh | 41.033 | -73.8413 | United States | US | USA | New York |  | 91355 | 1840087485
Greencastle, Indiana, United States | Greencastle | Greencastle | 39.6431 | -86.8419 | United States | US | USA | Indiana |  | 10567 | 1840008439
Greendale, Wisconsin, United States | Greendale | Greendale | 42.9371 | -88.0018 | United States | US | USA | Wisconsin |  | 14143 | 1840003038
Greene, New York, United States | Greene | Greene | 42.3187 | -75.7692 | United States | US | USA | New York |  | 5230 | 1840004508
Greene Township, Pennsylvania, United States | Greene Township | Greene Township | 39.9543 | -77.5668 | United States | US | USA | Pennsylvania |  | 17588 | 1840147454
Greeneville, Tennessee, United States | Greeneville | Greeneville | 36.168 | -82.8197 | United States | US | USA | Tennessee |  | 23683 | 1840016099
Greenfield, California, United States | Greenfield | Greenfield | 36.3232 | -121.2451 | United States | US | USA | California |  | 17646 | 1840020356
Greenfield, Wisconsin, United States | Greenfield | Greenfield | 42.9619 | -88.0051 | United States | US | USA | Wisconsin |  | 37221 | 1840003039
Greenfield, Indiana, United States | Greenfield | Greenfield | 39.7936 | -85.7737 | United States | US | USA | Indiana |  | 23006 | 1840014673
Greenfield, Massachusetts, United States | Greenfield | Greenfield | 42.614 | -72.5985 | United States | US | USA | Massachusetts |  | 22703 | 1840132426
Greenfield, New York, United States | Greenfield | Greenfield | 43.1374 | -73.8762 | United States | US | USA | New York |  | 7765 | 1840087487
Greenfield, Ohio, United States | Greenfield | Greenfield | 39.3535 | -83.3884 | United States | US | USA | Ohio |  | 5008 | 1840008513
Greenford, Ealing, United Kingdom | Greenford | Greenford | 51.5299 | -0.3488 | United Kingdom | GB | GBR | Ealing |  | 46787 | 1826685341
Greenhill, Kent, United Kingdom | Greenhill | Greenhill | 51.36 | 1.103 | United Kingdom | GB | GBR | Kent |  | 7339 | 1826652073
Greenlawn, New York, United States | Greenlawn | Greenlawn | 40.863 | -73.3642 | United States | US | USA | New York |  | 13978 | 1840005074
Greenock, Inverclyde, United Kingdom | Greenock | Greenock | 55.95 | -4.765 | United Kingdom | GB | GBR | Inverclyde |  | 41990 | 1826864377
Greensboro, North Carolina, United States | Greensboro | Greensboro | 36.0956 | -79.8269 | United States | US | USA | North Carolina |  | 343090 | 1840013356
Greensburg, Pennsylvania, United States | Greensburg | Greensburg | 40.3113 | -79.5444 | United States | US | USA | Pennsylvania |  | 14113 | 1840001137
Greensburg, Indiana, United States | Greensburg | Greensburg | 39.3515 | -85.5024 | United States | US | USA | Indiana |  | 11960 | 1840014567
Greentree, New Jersey, United States | Greentree | Greentree | 39.8989 | -74.9614 | United States | US | USA | New Jersey |  | 11453 | 1840033472
Greenville, South Carolina, United States | Greenville | Greenville | 34.8353 | -82.3647 | United States | US | USA | South Carolina |  | 484465 | 1840013501
Greenville, North Carolina, United States | Greenville | Greenville | 35.5956 | -77.3768 | United States | US | USA | North Carolina |  | 130118 | 1840013407
Greenville, Sinoe, Liberia | Greenville | Greenville | 5.0111 | -9.0388 | Liberia | LR | LBR | Sinoe | admin | 10374 | 1430362799
Greenville, Mississippi, United States | Greenville | Greenville | 33.385 | -91.0514 | United States | US | USA | Mississippi |  | 29613 | 1840013759
Greenville, Texas, United States | Greenville | Greenville | 33.1116 | -96.1098 | United States | US | USA | Texas |  | 26261 | 1840020649
Greenville, Ohio, United States | Greenville | Greenville | 40.1043 | -84.6209 | United States | US | USA | Ohio |  | 12720 | 1840008366
Greenville, Michigan, United States | Greenville | Greenville | 43.1797 | -85.2533 | United States | US | USA | Michigan |  | 9672 | 1840002877
Greenville, Pennsylvania, United States | Greenville | Greenville | 41.4052 | -80.3837 | United States | US | USA | Pennsylvania |  | 9594 | 1840000659
Greenville, Rhode Island, United States | Greenville | Greenville | 41.88 | -71.5549 | United States | US | USA | Rhode Island |  | 8387 | 1840003292
Greenville, New York, United States | Greenville | Greenville | 40.9981 | -73.8194 | United States | US | USA | New York |  | 7336 | 1840133415
Greenville, Illinois, United States | Greenville | Greenville | 38.8866 | -89.3893 | United States | US | USA | Illinois |  | 6395 | 1840008563
Greenville, Alabama, United States | Greenville | Greenville | 31.8437 | -86.6379 | United States | US | USA | Alabama |  | 5477 | 1840003498
Greenwich, Connecticut, United States | Greenwich | Greenwich | 41.0665 | -73.6368 | United States | US | USA | Connecticut |  | 62574 | 1840034747
Greenwich Township, New Jersey, United States | Greenwich Township | Greenwich Township | 40.6791 | -75.1121 | United States | US | USA | New Jersey |  | 5523 | 1840056372
Greenwood, Indiana, United States | Greenwood | Greenwood | 39.6019 | -86.1073 | United States | US | USA | Indiana |  | 59458 | 1840007332
Greenwood, South Carolina, United States | Greenwood | Greenwood | 34.1945 | -82.1542 | United States | US | USA | South Carolina |  | 42429 | 1840013626
Greenwood, Mississippi, United States | Greenwood | Greenwood | 33.5126 | -90.1993 | United States | US | USA | Mississippi |  | 19961 | 1840013739
Greenwood, Arkansas, United States | Greenwood | Greenwood | 35.2134 | -94.2408 | United States | US | USA | Arkansas |  | 9063 | 1840013457
Greenwood, Missouri, United States | Greenwood | Greenwood | 38.8508 | -94.3378 | United States | US | USA | Missouri |  | 5833 | 1840007397
Greenwood Village, Colorado, United States | Greenwood Village | Greenwood Village | 39.6152 | -104.913 | United States | US | USA | Colorado |  | 15735 | 1840020212
Greer, South Carolina, United States | Greer | Greer | 34.9313 | -82.2315 | United States | US | USA | South Carolina |  | 33373 | 1840013502
Greetland, Calderdale, United Kingdom | Greetland | Greetland | 53.6869 | -1.8714 | United Kingdom | GB | GBR | Calderdale |  | 11389 | 1826686743
Greifswald, Mecklenburg-Western Pomerania, Germany | Greifswald | Greifswald | 54.0833 | 13.3833 | Germany | DE | DEU | Mecklenburg-Western Pomerania | minor | 59382 | 1276867765
Greiz, Thuringia, Germany | Greiz | Greiz | 50.6547 | 12.1997 | Germany | DE | DEU | Thuringia | minor | 20103 | 1276236041
Gremyachinsk, Permskiy Kray, Russia | Gremyachinsk | Gremyachinsk | 58.5667 | 57.8333 | Russia | RU | RUS | Permskiy Kray |  | 8732 | 1643585361
Grenada, Mississippi, United States | Grenada | Grenada | 33.7816 | -89.813 | United States | US | USA | Mississippi |  | 9782 | 1840013717
Grenchen, Solothurn, Switzerland | Grenchen | Grenchen | 47.1931 | 7.3958 | Switzerland | CH | CHE | Solothurn |  | 17140 | 1756258549
Grenoble, Auvergne-Rhône-Alpes, France | Grenoble | Grenoble | 45.1715 | 5.7224 | France | FR | FRA | Auvergne-Rhône-Alpes | minor | 687985 | 1250071647
Gresford, Wrexham, United Kingdom | Gresford | Gresford | 53.087 | -2.966 | United Kingdom | GB | GBR | Wrexham |  | 5010 | 1826005729
Gresham, Oregon, United States | Gresham | Gresham | 45.5023 | -122.4413 | United States | US | USA | Oregon |  | 109381 | 1840019939
Gresham Park, Georgia, United States | Gresham Park | Gresham Park | 33.7053 | -84.3155 | United States | US | USA | Georgia |  | 8694 | 1840029454
Gretna, Louisiana, United States | Gretna | Gretna | 29.9101 | -90.0515 | United States | US | USA | Louisiana |  | 17647 | 1840013996
Gretna, Nebraska, United States | Gretna | Gretna | 41.1319 | -96.2447 | United States | US | USA | Nebraska |  | 5058 | 1840007143
Greven, North Rhine-Westphalia, Germany | Greven | Greven | 52.0917 | 7.6083 | Germany | DE | DEU | North Rhine-Westphalia |  | 37692 | 1276669554
Grevenbroich, North Rhine-Westphalia, Germany | Grevenbroich | Grevenbroich | 51.0883 | 6.5875 | Germany | DE | DEU | North Rhine-Westphalia |  | 63620 | 1276215861
Grevenmacher, Grevenmacher, Luxembourg | Grevenmacher | Grevenmacher | 49.6747 | 6.4419 | Luxembourg | LU | LUX | Grevenmacher | admin | 3958 | 1442392954
Grevesmühlen, Mecklenburg-Western Pomerania, Germany | Grevesmühlen | Grevesmuhlen | 53.8667 | 11.1667 | Germany | DE | DEU | Mecklenburg-Western Pomerania |  | 10354 | 1276634445
Grey Highlands, Ontario, Canada | Grey Highlands | Grey Highlands | 44.3333 | -80.5 | Canada | CA | CAN | Ontario |  | 9804 | 1124000119
Greymouth, West Coast, New Zealand | Greymouth | Greymouth | -42.4667 | 171.2 | New Zealand | NZ | NZL | West Coast | admin | 8160 | 1554984303
Greytown, Río San Juan, Nicaragua | Greytown | Greytown | 10.9167 | -83.7 | Nicaragua | NI | NIC | Río San Juan | minor | 275 | 1558125707
Gridley, California, United States | Gridley | Gridley | 39.3622 | -121.6971 | United States | US | USA | California |  | 9237 | 1840020181
Griesbach, Bavaria, Germany | Griesbach | Griesbach | 48.45 | 13.2 | Germany | DE | DEU | Bavaria |  | 9055 | 1276720222
Griesheim, Hesse, Germany | Griesheim | Griesheim | 49.8594 | 8.5525 | Germany | DE | DEU | Hesse |  | 27435 | 1276867372
Grieskirchen, Oberösterreich, Austria | Grieskirchen | Grieskirchen | 48.235 | 13.8319 | Austria | AT | AUT | Oberösterreich | minor | 5002 | 1040822650
Griffin, Georgia, United States | Griffin | Griffin | 33.2418 | -84.2747 | United States | US | USA | Georgia |  | 22813 | 1840013776
Griffith, New South Wales, Australia | Griffith | Griffith | -34.29 | 146.04 | Australia | AU | AUS | New South Wales |  | 20251 | 1036563313
Griffith, Indiana, United States | Griffith | Griffith | 41.5279 | -87.424 | United States | US | USA | Indiana |  | 16060 | 1840010225
Griffithstown, Torfaen, United Kingdom | Griffithstown | Griffithstown | 51.6853 | -3.0284 | United Kingdom | GB | GBR | Torfaen |  | 5450 | 1826252067
Grigiškės, Vilniaus Miestas, Lithuania | Grigiškės | Grigiskes | 54.6694 | 25.0944 | Lithuania | LT | LTU | Vilniaus Miestas |  | 10580 | 1440322258
Grigny, Île-de-France, France | Grigny | Grigny | 48.6562 | 2.3849 | France | FR | FRA | Île-de-France |  | 28737 | 1250191688
Grigoriopol, Stînga Nistrului, Moldova | Grigoriopol | Grigoriopol | 47.1536 | 29.2964 | Moldova | MD | MDA | Stînga Nistrului |  | 9381 | 1498783401
Grimes, Iowa, United States | Grimes | Grimes | 41.6776 | -93.7946 | United States | US | USA | Iowa |  | 14804 | 1840007068
Grimma, Saxony, Germany | Grimma | Grimma | 51.2386 | 12.7253 | Germany | DE | DEU | Saxony |  | 28180 | 1276049939
Grimmen, Mecklenburg-Western Pomerania, Germany | Grimmen | Grimmen | 54.11 | 13.0414 | Germany | DE | DEU | Mecklenburg-Western Pomerania |  | 9572 | 1276798826
Grimsby, North East Lincolnshire, United Kingdom | Grimsby | Grimsby | 53.5595 | -0.068 | United Kingdom | GB | GBR | North East Lincolnshire |  | 88243 | 1826700880
Grimsby, Ontario, Canada | Grimsby | Grimsby | 43.2 | -79.55 | Canada | CA | CAN | Ontario |  | 27314 | 1124989517
Grimstad, Aust-Agder, Norway | Grimstad | Grimstad | 58.3405 | 8.5934 | Norway | NO | NOR | Aust-Agder | minor | 13304 | 1578703293
Grinnell, Iowa, United States | Grinnell | Grinnell | 41.7361 | -92.7244 | United States | US | USA | Iowa |  | 8980 | 1840000531
Griswold, Connecticut, United States | Griswold | Griswold | 41.5852 | -71.9226 | United States | US | USA | Connecticut |  | 11693 | 1840045021
Grobiņa, Grobiņas Novads, Latvia | Grobiņa | Grobina | 56.5358 | 21.1656 | Latvia | LV | LVA | Grobiņas Novads | admin | 3631 | 1428780265
Gröditz, Brandenburg, Germany | Gröditz | Groditz | 51.4142 | 13.4464 | Germany | DE | DEU | Brandenburg |  | 7125 | 1276026580
Grodzisk Mazowiecki, Mazowieckie, Poland | Grodzisk Mazowiecki | Grodzisk Mazowiecki | 52.1039 | 20.6337 | Poland | PL | POL | Mazowieckie | minor | 26881 | 1616204400
Groesbeck, Ohio, United States | Groesbeck | Groesbeck | 39.2292 | -84.5964 | United States | US | USA | Ohio |  | 6656 | 1840005878
Groitzsch, Saxony, Germany | Groitzsch | Groitzsch | 51.1556 | 12.2806 | Germany | DE | DEU | Saxony |  | 7550 | 1276487800
Gronau, North Rhine-Westphalia, Germany | Gronau | Gronau | 52.2125 | 7.0417 | Germany | DE | DEU | North Rhine-Westphalia |  | 48072 | 1276262054
Groningen, Groningen, Netherlands | Groningen | Groningen | 53.2204 | 6.58 | Netherlands | NL | NLD | Groningen | admin | 216688 | 1528295161
Groningen, Saramacca, Suriname | Groningen | Groningen | 5.797 | -55.481 | Suriname | SR | SUR | Saramacca | admin | 3216 | 1740072928
Grootfontein, Otjozondjupa, Namibia | Grootfontein | Grootfontein | -19.5658 | 18.1036 | Namibia | NA | NAM | Otjozondjupa |  | 24099 | 1516286878
Gros Islet, Gros-Islet, Saint Lucia | Gros Islet | Gros Islet | 14.081 | -60.953 | Saint Lucia | LC | LCA | Gros-Islet |  | 21660 | 1662587230
Großalmerode, Hesse, Germany | Großalmerode | Grossalmerode | 51.2575 | 9.7844 | Germany | DE | DEU | Hesse |  | 6402 | 1276706918
Großbottwar, Baden-Württemberg, Germany | Großbottwar | Grossbottwar | 49.0014 | 9.2931 | Germany | DE | DEU | Baden-Württemberg |  | 8512 | 1276002930
Großbreitenbach, Thuringia, Germany | Großbreitenbach | Grossbreitenbach | 50.5833 | 11.012 | Germany | DE | DEU | Thuringia |  | 6352 | 1276992782
Großburgwedel, Lower Saxony, Germany | Großburgwedel | Grossburgwedel | 52.4933 | 9.8586 | Germany | DE | DEU | Lower Saxony |  | 20369 | 1276104367
Grosse Pointe, Michigan, United States | Grosse Pointe | Grosse Pointe | 42.3915 | -82.9118 | United States | US | USA | Michigan |  | 5154 | 1840003976
Grosse Pointe Farms, Michigan, United States | Grosse Pointe Farms | Grosse Pointe Farms | 42.4067 | -82.8992 | United States | US | USA | Michigan |  | 9114 | 1840003977
Grosse Pointe Park, Michigan, United States | Grosse Pointe Park | Grosse Pointe Park | 42.3794 | -82.9288 | United States | US | USA | Michigan |  | 11050 | 1840003978
Grosse Pointe Woods, Michigan, United States | Grosse Pointe Woods | Grosse Pointe Woods | 42.4366 | -82.8987 | United States | US | USA | Michigan |  | 15332 | 1840003979
Großenhain, Saxony, Germany | Großenhain | Grossenhain | 51.2833 | 13.55 | Germany | DE | DEU | Saxony |  | 18218 | 1276062611
Groß-Enzersdorf, Niederösterreich, Austria | Groß-Enzersdorf | Gross-Enzersdorf | 48.2 | 16.55 | Austria | AT | AUT | Niederösterreich |  | 11206 | 1040341836
Groß-Gerau, Hesse, Germany | Groß-Gerau | Gross-Gerau | 49.9214 | 8.4818 | Germany | DE | DEU | Hesse | minor | 25302 | 1276722779
Großräschen, Brandenburg, Germany | Großräschen | Grossraschen | 51.5831 | 14 | Germany | DE | DEU | Brandenburg |  | 8572 | 1276514067
Großröhrsdorf, Saxony, Germany | Großröhrsdorf | Grossrohrsdorf | 51.1419 | 14.0139 | Germany | DE | DEU | Saxony |  | 9666 | 1276821884
Großschirma, Saxony, Germany | Großschirma | Grossschirma | 50.9664 | 13.2781 | Germany | DE | DEU | Saxony |  | 5665 | 1276346022
Großschönau, Saxony, Germany | Großschönau | Grossschonau | 50.8964 | 14.6622 | Germany | DE | DEU | Saxony |  | 5465 | 1276000576
Groß-Umstadt, Hesse, Germany | Groß-Umstadt | Gross-Umstadt | 49.8683 | 8.929 | Germany | DE | DEU | Hesse |  | 21162 | 1276232744
Grosuplje, Grosuplje, Slovenia | Grosuplje | Grosuplje | 45.9551 | 14.6562 | Slovenia | SI | SVN | Grosuplje | admin |  | 1705847148
Groton, Connecticut, United States | Groton | Groton | 41.3597 | -72.0293 | United States | US | USA | Connecticut |  | 39105 | 1840004824
Groton, Massachusetts, United States | Groton | Groton | 42.6137 | -71.5614 | United States | US | USA | Massachusetts |  | 11301 | 1840053636
Groton, New York, United States | Groton | Groton | 42.5847 | -76.3598 | United States | US | USA | New York |  | 5972 | 1840004543
Grove, Oklahoma, United States | Grove | Grove | 36.593 | -94.7879 | United States | US | USA | Oklahoma |  | 7726 | 1840020369
Grove, Oxfordshire, United Kingdom | Grove | Grove | 51.612 | -1.421 | United Kingdom | GB | GBR | Oxfordshire |  | 7178 | 1826315012
Grove City, Ohio, United States | Grove City | Grove City | 39.8659 | -83.0694 | United States | US | USA | Ohio |  | 41820 | 1840007264
Grove City, Pennsylvania, United States | Grove City | Grove City | 41.1572 | -80.0894 | United States | US | USA | Pennsylvania |  | 11085 | 1840000660
Groveland, Florida, United States | Groveland | Groveland | 28.6021 | -81.8204 | United States | US | USA | Florida |  | 16423 | 1840014056
Groveland, Massachusetts, United States | Groveland | Groveland | 42.752 | -71.0149 | United States | US | USA | Massachusetts |  | 6749 | 1840053530
Groveport, Ohio, United States | Groveport | Groveport | 39.8585 | -82.8978 | United States | US | USA | Ohio |  | 5621 | 1840012401
Grover Beach, California, United States | Grover Beach | Grover Beach | 35.1204 | -120.6199 | United States | US | USA | California |  | 13459 | 1840020414
Groves, Texas, United States | Groves | Groves | 29.9457 | -93.9164 | United States | US | USA | Texas |  | 15480 | 1840020916
Groveton, Virginia, United States | Groveton | Groveton | 38.7605 | -77.098 | United States | US | USA | Virginia |  | 16843 | 1840006029
Grovetown, Georgia, United States | Grovetown | Grovetown | 33.4504 | -82.2073 | United States | US | USA | Georgia |  | 15152 | 1840013748
Groznyy, Chechnya, Russia | Groznyy | Groznyy | 43.3125 | 45.6986 | Russia | RU | RUS | Chechnya | admin | 291687 | 1643049853
Grudziądz, Kujawsko-Pomorskie, Poland | Grudziądz | Grudziadz | 53.4925 | 18.7761 | Poland | PL | POL | Kujawsko-Pomorskie | minor | 95964 | 1616391533
Grünberg, Hesse, Germany | Grünberg | Grunberg | 50.6 | 8.95 | Germany | DE | DEU | Hesse |  | 13598 | 1276207612
Grünstadt, Rhineland-Palatinate, Germany | Grünstadt | Grunstadt | 49.5692 | 8.1681 | Germany | DE | DEU | Rhineland-Palatinate |  | 13422 | 1276261667
Gryazi, Lipetskaya Oblast’, Russia | Gryazi | Gryazi | 52.5 | 39.9333 | Russia | RU | RUS | Lipetskaya Oblast’ |  | 46492 | 1643963705
Gryazovets, Vologodskaya Oblast’, Russia | Gryazovets | Gryazovets | 58.8833 | 40.25 | Russia | RU | RUS | Vologodskaya Oblast’ |  | 14916 | 1643659896
Grybów, Małopolskie, Poland | Grybów | Grybow | 49.6244 | 20.9483 | Poland | PL | POL | Małopolskie |  | 6038 | 1616995232
Gryfino, Zachodniopomorskie, Poland | Gryfino | Gryfino | 53.2524 | 14.4883 | Poland | PL | POL | Zachodniopomorskie | minor | 21555 | 1616595491
Gryfów Śląski, Dolnośląskie, Poland | Gryfów Śląski | Gryfow Slaski | 51.0308 | 15.4202 | Poland | PL | POL | Dolnośląskie |  | 6943 | 1616607082
Grytviken, , South Georgia And South Sandwich Islands | Grytviken | Grytviken | -54.2806 | -36.508 | South Georgia And South Sandwich Islands | GS | SGS |  |  | 99 | 1239048837
Guabito, Bocas del Toro, Panama | Guabito | Guabito | 9.4949 | -82.6117 | Panama | PA | PAN | Bocas del Toro | minor | 8387 | 1591317249
Guacara, Carabobo, Venezuela | Guacara | Guacara | 10.2261 | -67.877 | Venezuela | VE | VEN | Carabobo | minor | 194009 | 1862573240
Guachochi, Chihuahua, Mexico | Guachochi | Guachochi | 26.8194 | -107.07 | Mexico | MX | MEX | Chihuahua | minor | 14513 | 1484533430
Guadalajara, Jalisco, Mexico | Guadalajara | Guadalajara | 20.6767 | -103.3475 | Mexico | MX | MEX | Jalisco | admin | 5253000 | 1484950208
Guadalajara, Castille-La Mancha, Spain | Guadalajara | Guadalajara | 40.6335 | -3.1669 | Spain | ES | ESP | Castille-La Mancha | minor | 82376 | 1724317859
Guadalupe, Nuevo León, Mexico | Guadalupe | Guadalupe | 25.6775 | -100.2597 | Mexico | MX | MEX | Nuevo León | minor | 691931 | 1484002410
Guadalupe, Zacatecas, Mexico | Guadalupe | Guadalupe | 22.7528 | -102.5078 | Mexico | MX | MEX | Zacatecas | minor | 215000 | 1484781342
Guadalupe, California, United States | Guadalupe | Guadalupe | 34.9608 | -120.5735 | United States | US | USA | California |  | 7783 | 1840020467
Guadalupe, Arizona, United States | Guadalupe | Guadalupe | 33.3664 | -111.9633 | United States | US | USA | Arizona |  | 6631 | 1840021948
Guadalupe, São Tomé, Sao Tome And Principe | Guadalupe | Guadalupe | 0.3792 | 6.6375 | Sao Tome And Principe | ST | STP | São Tomé | admin |  | 1678998597
Guadalupe y Calvo, Chihuahua, Mexico | Guadalupe y Calvo | Guadalupe y Calvo | 26.095 | -106.9644 | Mexico | MX | MEX | Chihuahua | minor | 5816 | 1484245253
Guadalupe Yancuictlalpan, Morelos, Mexico | Guadalupe Yancuictlalpan | Guadalupe Yancuictlalpan | 19.1831 | -99.4583 | Mexico | MX | MEX | Morelos |  | 6385 | 1484186132
Guadix, Andalusia, Spain | Guadix | Guadix | 37.2996 | -3.1371 | Spain | ES | ESP | Andalusia |  | 18422 | 1724022918
Guaiçara, São Paulo, Brazil | Guaiçara | Guaicara | -21.6219 | -49.7986 | Brazil | BR | BRA | São Paulo |  | 11633 | 1076186233
Guaimbê, São Paulo, Brazil | Guaimbê | Guaimbe | -21.91 | -49.8967 | Brazil | BR | BRA | São Paulo |  | 5696 | 1076615587
Guaíra, Paraná, Brazil | Guaíra | Guaira | -24.09 | -54.27 | Brazil | BR | BRA | Paraná |  | 36426 | 1076687981
Guajará-Mirim, Rondônia, Brazil | Guajará-Mirim | Guajara-Mirim | -10.8 | -65.3499 | Brazil | BR | BRA | Rondônia |  | 69586 | 1076692558
Gualeguay, Entre Ríos, Argentina | Gualeguay | Gualeguay | -33.15 | -59.3167 | Argentina | AR | ARG | Entre Ríos | minor | 43009 | 1032077195
Gualeguaychú, Entre Ríos, Argentina | Gualeguaychú | Gualeguaychu | -33.0078 | -58.5111 | Argentina | AR | ARG | Entre Ríos | minor | 109461 | 1032523704
Guamúchil, Sinaloa, Mexico | Guamúchil | Guamuchil | 25.4639 | -108.0794 | Mexico | MX | MEX | Sinaloa | minor | 72500 | 1484709566
Guanajay, Artemisa, Cuba | Guanajay | Guanajay | 22.9306 | -82.6881 | Cuba | CU | CUB | Artemisa | minor | 22839 | 1192568960
Guanajuato, Guanajuato, Mexico | Guanajuato | Guanajuato | 21.0178 | -101.2567 | Mexico | MX | MEX | Guanajuato | admin | 171709 | 1484185068
Guanambi, Bahia, Brazil | Guanambi | Guanambi | -14.2233 | -42.7814 | Brazil | BR | BRA | Bahia |  | 58877 | 1076791780
Guanare, Portuguesa, Venezuela | Guanare | Guanare | 9.0436 | -69.7489 | Venezuela | VE | VEN | Portuguesa | admin | 192644 | 1862645590
Guang’an, Sichuan, China | Guang’an | Guang'an | 30.4673 | 106.6336 | China | CN | CHN | Sichuan | minor | 3723000 | 1156377302
Guangming, Jilin, China | Guangming | Guangming | 45.3357 | 122.7765 | China | CN | CHN | Jilin | minor | 437559 | 1156955625
Guangshui, Hubei, China | Guangshui | Guangshui | 31.6189 | 113.8229 | China | CN | CHN | Hubei |  | 755910 | 1156267419
Guangyuan, Sichuan, China | Guangyuan | Guangyuan | 32.4353 | 105.8398 | China | CN | CHN | Sichuan |  | 2484122 | 1156084562
Guangzhou, Guangdong, China | Guangzhou | Guangzhou | 23.1288 | 113.259 | China | CN | CHN | Guangdong | admin | 20902000 | 1156237133
Guanhães, Minas Gerais, Brazil | Guanhães | Guanhaes | -18.78 | -42.95 | Brazil | BR | BRA | Minas Gerais |  | 23727 | 1076235295
Guánica, Puerto Rico, Puerto Rico | Guánica | Guanica | 17.9698 | -66.9309 | Puerto Rico | PR | PRI | Puerto Rico |  | 6781 | 1630023537
Guankou, Hunan, China | Guankou | Guankou | 28.1417 | 113.625 | China | CN | CHN | Hunan | minor | 1168056 | 1156249346
Guankou, Sichuan, China | Guankou | Guankou | 30.9933 | 103.624 | China | CN | CHN | Sichuan |  | 671200 | 1156503907
Guantánamo, Guantánamo, Cuba | Guantánamo | Guantanamo | 20.1383 | -75.2061 | Cuba | CU | CUB | Guantánamo | admin | 228436 | 1192866062
Guapí, Cauca, Colombia | Guapí | Guapi | 2.5604 | -77.86 | Colombia | CO | COL | Cauca | minor | 13853 | 1170811574
Guapiaçu, São Paulo, Brazil | Guapiaçu | Guapiacu | -20.795 | -49.22 | Brazil | BR | BRA | São Paulo |  | 20037 | 1076397497
Guapiara, São Paulo, Brazil | Guapiara | Guapiara | -24.185 | -48.5328 | Brazil | BR | BRA | São Paulo |  | 17879 | 1076094869
Guapuã, São Paulo, Brazil | Guapuã | Guapua | -20.3972 | -47.4203 | Brazil | BR | BRA | São Paulo |  | 8260 | 1076401197
Guará, São Paulo, Brazil | Guará | Guara | -20.4283 | -47.8242 | Brazil | BR | BRA | São Paulo |  | 20911 | 1076888362
Guaraçaí, São Paulo, Brazil | Guaraçaí | Guaracai | -21.0283 | -51.2067 | Brazil | BR | BRA | São Paulo |  | 8525 | 1076853685
Guaraci, São Paulo, Brazil | Guaraci | Guaraci | -20.4986 | -48.9447 | Brazil | BR | BRA | São Paulo |  | 10778 | 1076832083
Guaranda, Bolívar, Ecuador | Guaranda | Guaranda | -1.6056 | -79.0031 | Ecuador | EC | ECU | Bolívar | admin | 23874 | 1218581593
Guarantã, São Paulo, Brazil | Guarantã | Guaranta | -21.895 | -49.5897 | Brazil | BR | BRA | São Paulo |  | 6651 | 1076910114
Guarapuava, Paraná, Brazil | Guarapuava | Guarapuava | -25.38 | -51.48 | Brazil | BR | BRA | Paraná |  | 150850 | 1076415327
Guararapes, São Paulo, Brazil | Guararapes | Guararapes | -21.2608 | -50.6428 | Brazil | BR | BRA | São Paulo |  | 32346 | 1076646816
Guararema, São Paulo, Brazil | Guararema | Guararema | -23.415 | -46.035 | Brazil | BR | BRA | São Paulo |  | 28344 | 1076938810
Guaratinguetá, São Paulo, Brazil | Guaratinguetá | Guaratingueta | -22.8167 | -45.2278 | Brazil | BR | BRA | São Paulo |  | 119073 | 1076125544
Guarda, Guarda, Portugal | Guarda | Guarda | 40.5364 | -7.2683 | Portugal | PT | PRT | Guarda | admin | 42541 | 1620174984
Guareí, São Paulo, Brazil | Guareí | Guarei | -23.3728 | -48.1842 | Brazil | BR | BRA | São Paulo |  | 16867 | 1076364248
Guarenas, Miranda, Venezuela | Guarenas | Guarenas | 10.4739 | -66.5383 | Venezuela | VE | VEN | Miranda | minor | 208663 | 1862083525
Guariba, São Paulo, Brazil | Guariba | Guariba | -21.36 | -48.2283 | Brazil | BR | BRA | São Paulo |  | 38499 | 1076624279
Guarujá, São Paulo, Brazil | Guarujá | Guaruja | -23.9936 | -46.2564 | Brazil | BR | BRA | São Paulo |  | 311230 | 1076832747
Guarulhos, São Paulo, Brazil | Guarulhos | Guarulhos | -23.4667 | -46.5333 | Brazil | BR | BRA | São Paulo |  | 1324781 | 1076730420
Guasave, Sinaloa, Mexico | Guasave | Guasave | 25.5744 | -108.4706 | Mexico | MX | MEX | Sinaloa | minor | 71196 | 1484450749
Guasavito, Sinaloa, Mexico | Guasavito | Guasavito | 25.5744 | -108.4706 | Mexico | MX | MEX | Sinaloa |  | 71196 | 1484662260
Guasdualito, Apure, Venezuela | Guasdualito | Guasdualito | 7.2467 | -70.7292 | Venezuela | VE | VEN | Apure | minor | 128025 | 1862834503
Guastatoya, El Progreso, Guatemala | Guastatoya | Guastatoya | 14.8539 | -90.0686 | Guatemala | GT | GTM | El Progreso | admin | 20050 | 1320849830
Guatapará, São Paulo, Brazil | Guatapará | Guatapara | -21.4967 | -48.0378 | Brazil | BR | BRA | São Paulo |  | 7446 | 1076115869
Guatemala City, Guatemala, Guatemala | Guatemala City | Guatemala City | 14.6099 | -90.5252 | Guatemala | GT | GTM | Guatemala | primary | 2450212 | 1320197916
Guatire, Miranda, Venezuela | Guatire | Guatire | 10.4717 | -66.5406 | Venezuela | VE | VEN | Miranda | minor | 187262 | 1862199442
Guaxupé, Minas Gerais, Brazil | Guaxupé | Guaxupe | -21.3053 | -46.7128 | Brazil | BR | BRA | Minas Gerais |  | 47889 | 1076985230
Guayama, Puerto Rico, Puerto Rico | Guayama | Guayama | 17.9744 | -66.1104 | Puerto Rico | PR | PRI | Puerto Rico |  | 22063 | 1630035675
Guayaquil, Guayas, Ecuador | Guayaquil | Guayaquil | -2.1833 | -79.8833 | Ecuador | EC | ECU | Guayas | admin | 2723665 | 1218802178
Guayaramerín, El Beni, Bolivia | Guayaramerín | Guayaramerin | -10.8267 | -65.3567 | Bolivia | BO | BOL | El Beni |  | 36008 | 1068744206
Guaynabo, Puerto Rico, Puerto Rico | Guaynabo | Guaynabo | 18.3839 | -66.1134 | Puerto Rico | PR | PRI | Puerto Rico |  | 69697 | 1630023575
Gubakha, Permskiy Kray, Russia | Gubakha | Gubakha | 58.8667 | 57.5833 | Russia | RU | RUS | Permskiy Kray |  | 19831 | 1643737905
Guben, Brandenburg, Germany | Guben | Guben | 51.9533 | 14.7167 | Germany | DE | DEU | Brandenburg |  | 16933 | 1276800396
Gubin, Lubuskie, Poland | Gubin | Gubin | 51.95 | 14.7333 | Poland | PL | POL | Lubuskie |  | 17150 | 1616164527
Gubkin, Belgorodskaya Oblast’, Russia | Gubkin | Gubkin | 51.2833 | 37.55 | Russia | RU | RUS | Belgorodskaya Oblast’ |  | 86780 | 1643378602
Gubkinskiy, Yamalo-Nenetskiy Avtonomnyy Okrug, Russia | Gubkinskiy | Gubkinskiy | 64.4333 | 76.5 | Russia | RU | RUS | Yamalo-Nenetskiy Avtonomnyy Okrug |  | 27238 | 1643018972
Gudensberg, Hesse, Germany | Gudensberg | Gudensberg | 51.1762 | 9.3575 | Germany | DE | DEU | Hesse |  | 9657 | 1276969422
Gudermes, Chechnya, Russia | Gudermes | Gudermes | 43.35 | 46.1 | Russia | RU | RUS | Chechnya | minor | 52908 | 1643035629
Gudivāda, Andhra Pradesh, India | Gudivāda | Gudivada | 16.43 | 80.99 | India | IN | IND | Andhra Pradesh |  | 118167 | 1356068699
Gudja, Gudja, Malta | Gudja | Gudja | 35.8492 | 14.5031 | Malta | MT | MLT | Gudja | admin |  | 1470798142
Guéckédou, N’Zérékoré, Guinea | Guéckédou | Gueckedou | 8.5667 | -10.1333 | Guinea | GN | GIN | N’Zérékoré | minor | 221715 | 1324580681
Guelma, Guelma, Algeria | Guelma | Guelma | 36.466 | 7.428 | Algeria | DZ | DZA | Guelma | admin | 123590 | 1012266321
Guelmim, Guelmim-Oued Noun, Morocco | Guelmim | Guelmim | 28.9833 | -10.0667 | Morocco | MA | MAR | Guelmim-Oued Noun | admin | 118318 | 1504110861
Guelph, Ontario, Canada | Guelph | Guelph | 43.55 | -80.25 | Canada | CA | CAN | Ontario |  | 131794 | 1124968815
Guelph/Eramosa, Ontario, Canada | Guelph/Eramosa | Guelph/Eramosa | 43.63 | -80.22 | Canada | CA | CAN | Ontario |  | 12854 | 1124001707
Güeppí, Loreto, Peru | Güeppí | Gueppi | -0.1166 | -75.23 | Peru | PE | PER | Loreto |  | 10 | 1604411859
Guercif, Oriental, Morocco | Guercif | Guercif | 34.23 | -3.36 | Morocco | MA | MAR | Oriental |  | 90880 | 1504842310
Guerrero, Chihuahua, Mexico | Guerrero | Guerrero | 28.5478 | -107.4856 | Mexico | MX | MEX | Chihuahua | minor | 7751 | 1484042029
Guerrero Negro, Baja California, Mexico | Guerrero Negro | Guerrero Negro | 27.9589 | -114.0561 | Mexico | MX | MEX | Baja California |  | 14316 | 1484879768
Gūged, Eşfahān, Iran | Gūged | Guged | 33.4756 | 50.3525 | Iran | IR | IRN | Eşfahān |  | 6686 | 1364583429
Güglingen, Baden-Württemberg, Germany | Güglingen | Guglingen | 49.0667 | 9 | Germany | DE | DEU | Baden-Württemberg |  | 6353 | 1276744847
Guichón, Paysandú, Uruguay | Guichón | Guichon | -32.35 | -57.2 | Uruguay | UY | URY | Paysandú |  | 5025 | 1858589907
Guidan Roumdji, Maradi, Niger | Guidan Roumdji | Guidan Roumdji | 13.6575 | 6.6958 | Niger | NE | NER | Maradi | minor | 17525 | 1562532711
Guider, Nord, Cameroon | Guider | Guider | 9.9342 | 13.9486 | Cameroon | CM | CMR | Nord |  | 84647 | 1120662630
Guigang, Guangxi, China | Guigang | Guigang | 23.0961 | 109.6092 | China | CN | CHN | Guangxi |  | 4118808 | 1156895251
Guiglo, Montagnes, Côte D’Ivoire | Guiglo | Guiglo | 6.5436 | -7.4933 | Côte D’Ivoire | CI | CIV | Montagnes | minor | 39134 | 1384483732
Guihulñgan, Negros Oriental, Philippines | Guihulñgan | Guihulngan | 10.1167 | 123.2667 | Philippines | PH | PHL | Negros Oriental |  | 95969 | 1608628412
Guilderland, New York, United States | Guilderland | Guilderland | 42.708 | -73.9631 | United States | US | USA | New York |  | 35655 | 1840058149
Guildford, Surrey, United Kingdom | Guildford | Guildford | 51.2365 | -0.5703 | United Kingdom | GB | GBR | Surrey |  | 77057 | 1826863533
Guilford, Connecticut, United States | Guilford | Guilford | 41.3345 | -72.7004 | United States | US | USA | Connecticut |  | 22285 | 1840045023
Guilford, Pennsylvania, United States | Guilford | Guilford | 39.8812 | -77.601 | United States | US | USA | Pennsylvania |  | 14793 | 1840073686
Guilin, Guangxi, China | Guilin | Guilin | 25.2667 | 110.2833 | China | CN | CHN | Guangxi | minor | 4747963 | 1156235364
Guillermo E. Hudson, Buenos Aires, Argentina | Guillermo E. Hudson | Guillermo E. Hudson | -34.7903 | -58.1486 | Argentina | AR | ARG | Buenos Aires |  | 52697 | 1032658135
Guimarães, Braga, Portugal | Guimarães | Guimaraes | 41.445 | -8.2908 | Portugal | PT | PRT | Braga | minor | 158124 | 1620771539
Güines, Mayabeque, Cuba | Güines | Guines | 22.8475 | -82.0236 | Cuba | CU | CUB | Mayabeque | minor | 66892 | 1192190364
Guiping, Guangxi, China | Guiping | Guiping | 23.4 | 110.0833 | China | CN | CHN | Guangxi | minor | 1496904 | 1156165517
Güira de Melena, Artemisa, Cuba | Güira de Melena | Guira de Melena | 22.8019 | -82.5047 | Cuba | CU | CUB | Artemisa | minor | 37838 | 1192663168
Guisborough, Redcar and Cleveland, United Kingdom | Guisborough | Guisborough | 54.535 | -1.0563 | United Kingdom | GB | GBR | Redcar and Cleveland |  | 17777 | 1826412979
Guiseley, Leeds, United Kingdom | Guiseley | Guiseley | 53.875 | -1.706 | United Kingdom | GB | GBR | Leeds |  | 22347 | 1826210408
Guixi, Jiangxi, China | Guixi | Guixi | 28.2861 | 117.2083 | China | CN | CHN | Jiangxi | minor | 647240 | 1156259342
Guiyang, Guizhou, China | Guiyang | Guiyang | 26.5794 | 106.7078 | China | CN | CHN | Guizhou | admin | 4365000 | 1156932620
Gujan-Mestras, Nouvelle-Aquitaine, France | Gujan-Mestras | Gujan-Mestras | 44.6364 | -1.0667 | France | FR | FRA | Nouvelle-Aquitaine |  | 21152 | 1250633398
Gujiao, Shanxi, China | Gujiao | Gujiao | 37.9069 | 112.17 | China | CN | CHN | Shanxi |  | 220876 | 1156571525
Gujō, Gifu, Japan | Gujō | Gujo | 35.7486 | 136.9644 | Japan | JP | JPN | Gifu |  | 39582 | 1392159452
Gujranwala, Punjab, Pakistan | Gujranwala | Gujranwala | 32.15 | 74.1833 | Pakistan | PK | PAK | Punjab | minor | 1569090 | 1586400472
Gujrat, Punjab, Pakistan | Gujrat | Gujrat | 32.5736 | 74.0789 | Pakistan | PK | PAK | Punjab | minor | 328512 | 1586006990
Gukovo, Rostovskaya Oblast’, Russia | Gukovo | Gukovo | 48.05 | 39.9333 | Russia | RU | RUS | Rostovskaya Oblast’ |  | 64869 | 1643040094
Gulariyā, Bherī, Nepal | Gulariyā | Gulariya | 28.2331 | 81.3331 | Nepal | NP | NPL | Bherī |  | 55747 | 1524608654
Gulbarga, Karnātaka, India | Gulbarga | Gulbarga | 17.3333 | 76.8333 | India | IN | IND | Karnātaka |  | 483615 | 1356091187
Gulbene, Gulbenes Novads, Latvia | Gulbene | Gulbene | 57.175 | 26.7564 | Latvia | LV | LVA | Gulbenes Novads | admin | 7507 | 1428888445
Gulf Breeze, Florida, United States | Gulf Breeze | Gulf Breeze | 30.3685 | -87.1769 | United States | US | USA | Florida |  | 6900 | 1840013920
Gulf Gate Estates, Florida, United States | Gulf Gate Estates | Gulf Gate Estates | 27.2587 | -82.5065 | United States | US | USA | Florida |  | 11017 | 1840029040
Gulf Hills, Mississippi, United States | Gulf Hills | Gulf Hills | 30.4365 | -88.8149 | United States | US | USA | Mississippi |  | 8252 | 1840013930
Gulf Park Estates, Mississippi, United States | Gulf Park Estates | Gulf Park Estates | 30.3801 | -88.7581 | United States | US | USA | Mississippi |  | 6308 | 1840032475
Gulf Shores, Alabama, United States | Gulf Shores | Gulf Shores | 30.2759 | -87.7013 | United States | US | USA | Alabama |  | 12757 | 1840013886
Gulfport, Mississippi, United States | Gulfport | Gulfport | 30.4271 | -89.0703 | United States | US | USA | Mississippi |  | 220987 | 1840013947
Gulfport, Florida, United States | Gulfport | Gulfport | 27.7463 | -82.71 | United States | US | USA | Florida |  | 12342 | 1840014145
Guli, Zhejiang, China | Guli | Guli | 28.9008 | 120.0284 | China | CN | CHN | Zhejiang |  | 723490 | 1156383681
Guliston, Sirdaryo, Uzbekistan | Guliston | Guliston | 40.4833 | 68.7833 | Uzbekistan | UZ | UZB | Sirdaryo | admin | 55600 | 1860505287
Gulkevichi, Krasnodarskiy Kray, Russia | Gulkevichi | Gulkevichi | 45.3603 | 40.6945 | Russia | RU | RUS | Krasnodarskiy Kray | minor | 34215 | 1643733778
Gulu, Gulu, Uganda | Gulu | Gulu | 2.7667 | 32.3056 | Uganda | UG | UGA | Gulu | admin | 146858 | 1800406007
Gummersbach, North Rhine-Westphalia, Germany | Gummersbach | Gummersbach | 51.0333 | 7.5667 | Germany | DE | DEU | North Rhine-Westphalia | minor | 50688 | 1276576027
Gümüşhane, Gümüşhane, Turkey | Gümüşhane | Gumushane | 40.4597 | 39.4778 | Turkey | TR | TUR | Gümüşhane | admin | 57269 | 1792559945
Gun Barrel City, Texas, United States | Gun Barrel City | Gun Barrel City | 32.3277 | -96.1287 | United States | US | USA | Texas |  | 16292 | 1840020772
Gunbarrel, Colorado, United States | Gunbarrel | Gunbarrel | 40.0634 | -105.1714 | United States | US | USA | Colorado |  | 9791 | 1840028424
Gundelsheim, Baden-Württemberg, Germany | Gundelsheim | Gundelsheim | 49.2833 | 9.1667 | Germany | DE | DEU | Baden-Württemberg |  | 7254 | 1276032630
Gunnedah, New South Wales, Australia | Gunnedah | Gunnedah | -30.9667 | 150.25 | Australia | AU | AUS | New South Wales |  | 9726 | 1036500021
Gunnison, Colorado, United States | Gunnison | Gunnison | 38.5455 | -106.9225 | United States | US | USA | Colorado |  | 7195 | 1840020235
Guntakal, Andhra Pradesh, India | Guntakal | Guntakal | 15.17 | 77.38 | India | IN | IND | Andhra Pradesh |  | 126270 | 1356140724
Guntersville, Alabama, United States | Guntersville | Guntersville | 34.367 | -86.2638 | United States | US | USA | Alabama |  | 8571 | 1840006456
Guntūr, Andhra Pradesh, India | Guntūr | Guntur | 16.3 | 80.45 | India | IN | IND | Andhra Pradesh |  | 647508 | 1356374905
Gunungsitoli, Sumatera Utara, Indonesia | Gunungsitoli | Gunungsitoli | 1.1167 | 97.5667 | Indonesia | ID | IDN | Sumatera Utara | minor | 137104 | 1360175198
Günzburg, Bavaria, Germany | Günzburg | Gunzburg | 48.4525 | 10.2711 | Germany | DE | DEU | Bavaria | minor | 20707 | 1276986738
Gunzenhausen, Bavaria, Germany | Gunzenhausen | Gunzenhausen | 49.1147 | 10.7542 | Germany | DE | DEU | Bavaria |  | 16614 | 1276273217
Gura Humorului, Suceava, Romania | Gura Humorului | Gura Humorului | 47.5542 | 25.8875 | Romania | RO | ROU | Suceava |  | 13667 | 1642117970
Gurabo, Puerto Rico, Puerto Rico | Gurabo | Gurabo | 18.2529 | -65.9786 | Puerto Rico | PR | PRI | Puerto Rico |  | 7515 | 1630035678
Gurgaon, Haryāna, India | Gurgaon | Gurgaon | 28.45 | 77.02 | India | IN | IND | Haryāna |  | 197340 | 1356836043
Guri, Gyeonggi, Korea, South | Guri | Guri | 37.5947 | 127.1428 | Korea, South | KR | KOR | Gyeonggi |  | 180063 | 1410478813
Gurjaani, K’akheti, Georgia | Gurjaani | Gurjaani | 41.75 | 45.8 | Georgia | GE | GEO | K’akheti | minor | 9467 | 1268569881
Gurnee, Illinois, United States | Gurnee | Gurnee | 42.3708 | -87.9392 | United States | US | USA | Illinois |  | 30378 | 1840011152
Gürpınar, Van, Turkey | Gürpınar | Gurpinar | 38.3269 | 43.4133 | Turkey | TR | TUR | Van | minor | 35663 | 1792954694
Gurupi, Tocantins, Brazil | Gurupi | Gurupi | -11.7292 | -49.0686 | Brazil | BR | BRA | Tocantins |  | 64789 | 1076649238
Guryevsk, Kemerovskaya Oblast’, Russia | Guryevsk | Guryevsk | 54.2833 | 85.9333 | Russia | RU | RUS | Kemerovskaya Oblast’ |  | 22872 | 1643007187
Guryevsk, Kaliningradskaya Oblast’, Russia | Guryevsk | Guryevsk | 54.7667 | 20.6 | Russia | RU | RUS | Kaliningradskaya Oblast’ | minor | 17295 | 1643078744
Gus’-Khrustal’nyy, Vladimirskaya Oblast’, Russia | Gus’-Khrustal’nyy | Gus'-Khrustal'nyy | 55.6167 | 40.65 | Russia | RU | RUS | Vladimirskaya Oblast’ |  | 54533 | 1643398222
Gusau, Zamfara, Nigeria | Gusau | Gusau | 12.1704 | 6.66 | Nigeria | NG | NGA | Zamfara | admin | 226857 | 1566383682
Gusev, Kaliningradskaya Oblast’, Russia | Gusev | Gusev | 54.5922 | 22.1997 | Russia | RU | RUS | Kaliningradskaya Oblast’ | minor | 28484 | 1643116529
Gusinje, Gusinje, Montenegro | Gusinje | Gusinje | 42.5619 | 19.8339 | Montenegro | ME | MNE | Gusinje | admin |  | 1499342041
Gusinoozërsk, Buryatiya, Russia | Gusinoozërsk | Gusinoozersk | 51.2833 | 106.5167 | Russia | RU | RUS | Buryatiya |  | 23082 | 1643386183
Gustine, California, United States | Gustine | Gustine | 37.2545 | -120.9949 | United States | US | USA | California |  | 5882 | 1840020310
Güstrow, Mecklenburg-Western Pomerania, Germany | Güstrow | Gustrow | 53.7939 | 12.1764 | Germany | DE | DEU | Mecklenburg-Western Pomerania | minor | 29241 | 1276582967
Gütersloh, North Rhine-Westphalia, Germany | Gütersloh | Gutersloh | 51.9 | 8.3833 | Germany | DE | DEU | North Rhine-Westphalia | minor | 100194 | 1276587494
Guthrie, Oklahoma, United States | Guthrie | Guthrie | 35.8428 | -97.4357 | United States | US | USA | Oklahoma |  | 9373 | 1840020390
Guttenberg, New Jersey, United States | Guttenberg | Guttenberg | 40.7927 | -74.0048 | United States | US | USA | New Jersey |  | 11121 | 1840003597
Guwāhāti, Assam, India | Guwāhāti | Guwahati | 26.1667 | 91.7667 | India | IN | IND | Assam |  | 957352 | 1356593800
Guyancourt, Île-de-France, France | Guyancourt | Guyancourt | 48.7714 | 2.0739 | France | FR | FRA | Île-de-France |  | 28633 | 1250611079
Guymon, Oklahoma, United States | Guymon | Guymon | 36.6901 | -101.4776 | United States | US | USA | Oklahoma |  | 10895 | 1840020350
Guyuan, Ningxia, China | Guyuan | Guyuan | 36.008 | 106.2782 | China | CN | CHN | Ningxia |  | 1426000 | 1156817541
Guzolândia, São Paulo, Brazil | Guzolândia | Guzolandia | -20.6497 | -50.6619 | Brazil | BR | BRA | São Paulo |  | 5103 | 1076229667
Gvardeysk, Kaliningradskaya Oblast’, Russia | Gvardeysk | Gvardeysk | 54.65 | 21.0667 | Russia | RU | RUS | Kaliningradskaya Oblast’ | minor | 13227 | 1643013384
Gwacheon, Gyeonggi, Korea, South | Gwacheon | Gwacheon | 37.4289 | 126.9892 | Korea, South | KR | KOR | Gyeonggi |  | 64817 | 1410788896
Gwadar, Balochistān, Pakistan | Gwadar | Gwadar | 25.1264 | 62.3225 | Pakistan | PK | PAK | Balochistān | minor | 51901 | 1586857142
Gwalior, Madhya Pradesh, India | Gwalior | Gwalior | 26.215 | 78.1931 | India | IN | IND | Madhya Pradesh |  | 1101981 | 1356363967
Gwanda, Matabeleland South, Zimbabwe | Gwanda | Gwanda | -20.945 | 29.025 | Zimbabwe | ZW | ZWE | Matabeleland South | admin | 14450 | 1716612305
Gwangju, Gwangju, Korea, South | Gwangju | Gwangju | 35.1667 | 126.9167 | Korea, South | KR | KOR | Gwangju | admin | 1501557 | 1410000087
Gwangmyeongni, Gyeonggi, Korea, South | Gwangmyeongni | Gwangmyeongni | 37.4772 | 126.8664 | Korea, South | KR | KOR | Gyeonggi |  | 318021 | 1410103113
Gwangyang, Jeonnam, Korea, South | Gwangyang | Gwangyang | 34.9403 | 127.7017 | Korea, South | KR | KOR | Jeonnam | minor | 151834 | 1410398748
Gweru, Midlands, Zimbabwe | Gweru | Gweru | -19.458 | 29.82 | Zimbabwe | ZW | ZWE | Midlands | admin | 141260 | 1716621481
Gyál, Pest, Hungary | Gyál | Gyal | 47.3822 | 19.2136 | Hungary | HU | HUN | Pest | minor | 23628 | 1348670361
Gyangzê, Tibet, China | Gyangzê | Gyangze | 28.95 | 89.6333 | China | CN | CHN | Tibet | minor | 10000 | 1156755973
Gyda, Yamalo-Nenetskiy Avtonomnyy Okrug, Russia | Gyda | Gyda | 70.8814 | 78.4661 | Russia | RU | RUS | Yamalo-Nenetskiy Avtonomnyy Okrug |  | 10 | 1643172565
Gyêgu, Qinghai, China | Gyêgu | Gyegu | 33.0166 | 96.7333 | China | CN | CHN | Qinghai | minor | 23000 | 1156604060
Gyeongsan, Gyeongbuk, Korea, South | Gyeongsan | Gyeongsan | 35.8167 | 128.7333 | Korea, South | KR | KOR | Gyeongbuk |  | 278500 | 1410545168
Gympie, Queensland, Australia | Gympie | Gympie | -26.19 | 152.6655 | Australia | AU | AUS | Queensland |  | 21599 | 1036391013
Gyōda, Saitama, Japan | Gyōda | Gyoda | 36.1389 | 139.4558 | Japan | JP | JPN | Saitama |  | 79405 | 1392815268
Gyomaendrőd, Békés, Hungary | Gyomaendrőd | Gyomaendrod | 46.9361 | 20.8233 | Hungary | HU | HUN | Békés | minor | 12784 | 1348198279
Gyömrő, Pest, Hungary | Gyömrő | Gyomro | 47.4353 | 19.3986 | Hungary | HU | HUN | Pest |  | 18301 | 1348769818
Gyöngyös, Heves, Hungary | Gyöngyös | Gyongyos | 47.7833 | 19.9333 | Hungary | HU | HUN | Heves | minor | 29337 | 1348619810
Győr, Győr-Moson-Sopron, Hungary | Győr | Gyor | 47.6842 | 17.6344 | Hungary | HU | HUN | Győr-Moson-Sopron | admin | 132034 | 1348507878
Gypsum, Colorado, United States | Gypsum | Gypsum | 39.6285 | -106.9334 | United States | US | USA | Colorado |  | 6790 | 1840021426
Gyula, Békés, Hungary | Gyula | Gyula | 46.65 | 21.2828 | Hungary | HU | HUN | Békés | minor | 29308 | 1348624339
Gyumri, Shirak, Armenia | Gyumri | Gyumri | 40.7833 | 43.8333 | Armenia | AM | ARM | Shirak | admin | 121976 | 1051341374
Gżira, Gżira, Malta | Gżira | Gzira | 35.9058 | 14.4881 | Malta | MT | MLT | Gżira | admin |  | 1470739045
Hà Giang, Hà Giang, Vietnam | Hà Giang | Ha Giang | 22.8233 | 104.9836 | Vietnam | VN | VNM | Hà Giang | admin | 38362 | 1704495953
Hạ Long, Quảng Ninh, Vietnam | Hạ Long | Ha Long | 20.95 | 107.0833 | Vietnam | VN | VNM | Quảng Ninh | admin | 172915 | 1704379547
Hà Tĩnh, Hà Tĩnh, Vietnam | Hà Tĩnh | Ha Tinh | 18.3428 | 105.9058 | Vietnam | VN | VNM | Hà Tĩnh | admin | 165396 | 1704544061
Ḩā’il, Ḩā’il, Saudi Arabia | Ḩā’il | Ha'il | 27.5236 | 41.7001 | Saudi Arabia | SA | SAU | Ḩā’il | admin | 385257 | 1682249750
Haa, Haa, Bhutan | Haa | Haa | 27.3685 | 89.2918 | Bhutan | BT | BTN | Haa | admin |  | 1064717667
Haag, Niederösterreich, Austria | Haag | Haag | 48.1122 | 14.5656 | Austria | AT | AUT | Niederösterreich |  | 5548 | 1040598593
Haan, North Rhine-Westphalia, Germany | Haan | Haan | 51.1931 | 7.0131 | Germany | DE | DEU | North Rhine-Westphalia |  | 30484 | 1276168837
Haapajärvi, Pohjois-Pohjanmaa, Finland | Haapajärvi | Haapajarvi | 63.7486 | 25.3181 | Finland | FI | FIN | Pohjois-Pohjanmaa | minor | 7438 | 1246579975
Haapavesi, Pohjois-Pohjanmaa, Finland | Haapavesi | Haapavesi | 64.1375 | 25.3667 | Finland | FI | FIN | Pohjois-Pohjanmaa | minor | 7167 | 1246025135
Haapsalu, Läänemaa, Estonia | Haapsalu | Haapsalu | 58.9469 | 23.5369 | Estonia | EE | EST | Läänemaa | admin | 9675 | 1233967642
Haarlem, Noord-Holland, Netherlands | Haarlem | Haarlem | 52.3804 | 4.63 | Netherlands | NL | NLD | Noord-Holland | admin | 349957 | 1528822178
Habikino, Ōsaka, Japan | Habikino | Habikino | 34.5578 | 135.6061 | Japan | JP | JPN | Ōsaka |  | 109553 | 1392918777
Habo, Jönköping, Sweden | Habo | Habo | 57.9066 | 14.0856 | Sweden | SE | SWE | Jönköping | minor | 8455 | 1752321919
Hābra, West Bengal, India | Hābra | Habra | 22.83 | 88.63 | India | IN | IND | West Bengal |  | 147221 | 1356091822
Hachenburg, Rhineland-Palatinate, Germany | Hachenburg | Hachenburg | 50.6614 | 7.8203 | Germany | DE | DEU | Rhineland-Palatinate |  | 6059 | 1276366046
Hachimanchō, Aomori, Japan | Hachimanchō | Hachimancho | 40.51 | 141.54 | Japan | JP | JPN | Aomori |  | 239046 | 1392220933
Hachimantai, Iwate, Japan | Hachimantai | Hachimantai | 39.9264 | 141.0953 | Japan | JP | JPN | Iwate |  | 24412 | 1392427072
Hachiōji, Tōkyō, Japan | Hachiōji | Hachioji | 35.6667 | 139.3167 | Japan | JP | JPN | Tōkyō |  | 577560 | 1392172935
Hachirougata, Akita, Japan | Hachirougata | Hachirougata | 39.9494 | 140.0733 | Japan | JP | JPN | Akita |  | 5636 | 1392976539
Hacı Zeynalabdin, Sumqayıt, Azerbaijan | Hacı Zeynalabdin | Haci Zeynalabdin | 40.6242 | 49.5575 | Azerbaijan | AZ | AZE | Sumqayıt |  | 22000 | 1031256738
Hacienda Heights, California, United States | Hacienda Heights | Hacienda Heights | 33.997 | -117.9728 | United States | US | USA | California |  | 54970 | 1840017921
Hacıqabul, Hacıqabul, Azerbaijan | Hacıqabul | Haciqabul | 40.0375 | 48.935 | Azerbaijan | AZ | AZE | Hacıqabul | admin | 21504 | 1031015845
Hackensack, New Jersey, United States | Hackensack | Hackensack | 40.889 | -74.0461 | United States | US | USA | New Jersey |  | 44188 | 1840003556
Hackettstown, New Jersey, United States | Hackettstown | Hackettstown | 40.854 | -74.8257 | United States | US | USA | New Jersey |  | 9356 | 1840003573
Hackney, Hackney, United Kingdom | Hackney | Hackney | 51.5414 | -0.0266 | United Kingdom | GB | GBR | Hackney |  | 11734 | 1826413202
Hadamar, Hesse, Germany | Hadamar | Hadamar | 50.45 | 8.05 | Germany | DE | DEU | Hesse |  | 12480 | 1276022783
Haddam, Connecticut, United States | Haddam | Haddam | 41.4677 | -72.5458 | United States | US | USA | Connecticut |  | 8267 | 1840034775
Haddington, East Lothian, United Kingdom | Haddington | Haddington | 55.958 | -2.774 | United Kingdom | GB | GBR | East Lothian |  | 9944 | 1826363081
Haddon, New Jersey, United States | Haddon | Haddon | 39.9063 | -75.0625 | United States | US | USA | New Jersey |  | 14521 | 1840081686
Haddon Heights, New Jersey, United States | Haddon Heights | Haddon Heights | 39.8791 | -75.0645 | United States | US | USA | New Jersey |  | 7529 | 1840003779
Haddonfield, New Jersey, United States | Haddonfield | Haddonfield | 39.8955 | -75.0346 | United States | US | USA | New Jersey |  | 11317 | 1840016699
H̱adera, Haifa, Israel | H̱adera | Hadera | 32.45 | 34.9167 | Israel | IL | ISR | Haifa |  | 91707 | 1376761209
Hadfield, Derbyshire, United Kingdom | Hadfield | Hadfield | 53.46 | -1.97 | United Kingdom | GB | GBR | Derbyshire |  | 6305 | 1826533208
Ḩadībū, Arkhabīl Suquţrá, Yemen | Ḩadībū | Hadibu | 12.6519 | 54.0239 | Yemen | YE | YEM | Arkhabīl Suquţrá | admin | 11396 | 1887452377
Hādīshahr, Āz̄arbāyjān-e Sharqī, Iran | Hādīshahr | Hadishahr | 38.8478 | 45.6622 | Iran | IR | IRN | Āz̄arbāyjān-e Sharqī |  | 27842 | 1364264141
Hadleigh, Essex, United Kingdom | Hadleigh | Hadleigh | 51.5535 | 0.6095 | United Kingdom | GB | GBR | Essex |  | 18300 | 1826599485
Hadleigh, Suffolk, United Kingdom | Hadleigh | Hadleigh | 52.044 | 0.961 | United Kingdom | GB | GBR | Suffolk |  | 8253 | 1826961283
Hadley, Massachusetts, United States | Hadley | Hadley | 42.3556 | -72.5692 | United States | US | USA | Massachusetts |  | 5310 | 1840053460
Haedo, Buenos Aires, Argentina | Haedo | Haedo | -34.65 | -58.6 | Argentina | AR | ARG | Buenos Aires |  | 37745 | 1032803323
Haeju, Hwangnam, Korea, North | Haeju | Haeju | 38.0333 | 125.7167 | Korea, North | KP | PRK | Hwangnam | admin | 241599 | 1408348983
Hafendorf, Steiermark, Austria | Hafendorf | Hafendorf | 47.4556 | 15.3194 | Austria | AT | AUT | Steiermark |  | 7177 | 1040467554
Hafnarfjörður, , Iceland | Hafnarfjörður | Hafnarfjordhur | 64.0667 | -21.95 | Iceland | IS | ISL |  |  | 28703 | 1352845977
Ḩafr al Bāţin, Ash Sharqīyah, Saudi Arabia | Ḩafr al Bāţin | Hafr al Batin | 28.4337 | 45.9601 | Saudi Arabia | SA | SAU | Ash Sharqīyah |  | 249194 | 1682394909
Hagåtña, , Guam | Hagåtña | Hagta | 13.4745 | 144.7504 | Guam | GU | GUM |  | primary | 1051 | 1316937540
Hagen, North Rhine-Westphalia, Germany | Hagen | Hagen | 51.3594 | 7.475 | Germany | DE | DEU | North Rhine-Westphalia | minor | 188814 | 1276389303
Hagenbach, Rhineland-Palatinate, Germany | Hagenbach | Hagenbach | 49.0206 | 8.2483 | Germany | DE | DEU | Rhineland-Palatinate |  | 5523 | 1276019811
Hagenow, Mecklenburg-Western Pomerania, Germany | Hagenow | Hagenow | 53.4317 | 11.1931 | Germany | DE | DEU | Mecklenburg-Western Pomerania |  | 12137 | 1276783883
Hāgere Hiywet, Oromīya, Ethiopia | Hāgere Hiywet | Hagere Hiywet | 8.9833 | 37.85 | Ethiopia | ET | ETH | Oromīya |  | 43920 | 1231809487
Hagerstown, Maryland, United States | Hagerstown | Hagerstown | 39.6401 | -77.7217 | United States | US | USA | Maryland |  | 184755 | 1840005613
Hagi, Yamaguchi, Japan | Hagi | Hagi | 34.4078 | 131.3989 | Japan | JP | JPN | Yamaguchi |  | 45435 | 1392685567
Haguenau, Grand Est, France | Haguenau | Haguenau | 48.82 | 7.79 | France | FR | FRA | Grand Est | minor | 34504 | 1250576545
Hải Dương, Hải Dương, Vietnam | Hải Dương | Hai Duong | 20.9411 | 106.3331 | Vietnam | VN | VNM | Hải Dương | admin | 507469 | 1704909566
Hai’an, Jiangsu, China | Hai’an | Hai'an | 32.532 | 120.4604 | China | CN | CHN | Jiangsu | minor | 866337 | 1156332302
Haicheng, Liaoning, China | Haicheng | Haicheng | 40.8523 | 122.7474 | China | CN | CHN | Liaoning | minor | 1293877 | 1156052713
Haifa, Haifa, Israel | Haifa | Haifa | 32.8 | 34.9833 | Israel | IL | ISR | Haifa | admin | 281087 | 1376133727
Haiger, Hesse, Germany | Haiger | Haiger | 50.7422 | 8.2039 | Germany | DE | DEU | Hesse |  | 19378 | 1276810840
Haigerloch, Baden-Württemberg, Germany | Haigerloch | Haigerloch | 48.3647 | 8.805 | Germany | DE | DEU | Baden-Württemberg |  | 10669 | 1276522466
Haikou, Hainan, China | Haikou | Haikou | 20.02 | 110.32 | China | CN | CHN | Hainan | admin | 2046189 | 1156183327
Haiku-Pauwela, Hawaii, United States | Haiku-Pauwela | Haiku-Pauwela | 20.9156 | -156.3022 | United States | US | USA | Hawaii |  | 8061 | 1840074990
Hailey, Idaho, United States | Hailey | Hailey | 43.5141 | -114.3 | United States | US | USA | Idaho |  | 11409 | 1840020028
Hailin, Heilongjiang, China | Hailin | Hailin | 44.5735 | 129.3825 | China | CN | CHN | Heilongjiang | minor | 420000 | 1156267191
Hailsham, East Sussex, United Kingdom | Hailsham | Hailsham | 50.8647 | 0.2577 | United Kingdom | GB | GBR | East Sussex |  | 20476 | 1826151855
Hailun, Heilongjiang, China | Hailun | Hailun | 47.4585 | 126.9632 | China | CN | CHN | Heilongjiang | minor | 850000 | 1156804488
Hainburg an der Donau, Niederösterreich, Austria | Hainburg an der Donau | Hainburg an der Donau | 48.1478 | 16.9419 | Austria | AT | AUT | Niederösterreich |  | 6570 | 1040058108
Haines City, Florida, United States | Haines City | Haines City | 28.11 | -81.6157 | United States | US | USA | Florida |  | 26009 | 1840014136
Hainesport, New Jersey, United States | Hainesport | Hainesport | 39.9767 | -74.8369 | United States | US | USA | New Jersey |  | 6048 | 1840081623
Hainichen, Saxony, Germany | Hainichen | Hainichen | 50.9697 | 13.1253 | Germany | DE | DEU | Saxony |  | 8588 | 1276053815
Haiphong, Hải Phòng, Vietnam | Haiphong | Haiphong | 20.8 | 106.6667 | Vietnam | VN | VNM | Hải Phòng | admin | 2103500 | 1704000623
Haiterbach, Baden-Württemberg, Germany | Haiterbach | Haiterbach | 48.5244 | 8.6503 | Germany | DE | DEU | Baden-Württemberg |  | 5761 | 1276102566
Hajdúböszörmény, Hajdú-Bihar, Hungary | Hajdúböszörmény | Hajduboszormeny | 47.6667 | 21.5167 | Hungary | HU | HUN | Hajdú-Bihar | minor | 30437 | 1348357188
Hajdúdorog, Hajdú-Bihar, Hungary | Hajdúdorog | Hajdudorog | 47.8167 | 21.5 | Hungary | HU | HUN | Hajdú-Bihar |  | 8677 | 1348352479
Hajdúhadház, Hajdú-Bihar, Hungary | Hajdúhadház | Hajduhadhaz | 47.6833 | 21.6667 | Hungary | HU | HUN | Hajdú-Bihar | minor | 12669 | 1348644629
Hajdúnánás, Hajdú-Bihar, Hungary | Hajdúnánás | Hajdunanas | 47.85 | 21.4333 | Hungary | HU | HUN | Hajdú-Bihar | minor | 16828 | 1348235609
Hajdúsámson, Hajdú-Bihar, Hungary | Hajdúsámson | Hajdusamson | 47.6 | 21.7667 | Hungary | HU | HUN | Hajdú-Bihar |  | 12961 | 1348454380
Hajdúszoboszló, Hajdú-Bihar, Hungary | Hajdúszoboszló | Hajduszoboszlo | 47.45 | 21.3833 | Hungary | HU | HUN | Hajdú-Bihar | minor | 23873 | 1348837635
Ḩajjah, Ḩajjah, Yemen | Ḩajjah | Hajjah | 15.695 | 43.5975 | Yemen | YE | YEM | Ḩajjah | admin | 46568 | 1887522445
Hajnówka, Podlaskie, Poland | Hajnówka | Hajnowka | 52.7333 | 23.5667 | Poland | PL | POL | Podlaskie | minor | 21442 | 1616405290
Haka, Sagaing, Burma | Haka | Haka | 22.9833 | 94.0167 | Burma | MM | MMR | Sagaing |  | 20000 | 1104921389
Hakha, Chin State, Burma | Hakha | Hakha | 22.65 | 93.6167 | Burma | MM | MMR | Chin State | admin | 20000 | 1104739581
Hakkari, Hakkâri, Turkey | Hakkari | Hakkari | 37.5744 | 43.7408 | Turkey | TR | TUR | Hakkâri | admin | 81424 | 1792629133
Hakodate, Hokkaidō, Japan | Hakodate | Hakodate | 41.7733 | 140.7261 | Japan | JP | JPN | Hokkaidō |  | 256222 | 1392708558
Hakone, Kanagawa, Japan | Hakone | Hakone | 35.2325 | 139.1069 | Japan | JP | JPN | Kanagawa |  | 11169 | 1392115612
Hakui, Ishikawa, Japan | Hakui | Hakui | 36.8936 | 136.7789 | Japan | JP | JPN | Ishikawa |  | 20515 | 1392246998
Ḩalabjah, As Sulaymānīyah, Iraq | Ḩalabjah | Halabjah | 35.1833 | 45.9833 | Iraq | IQ | IRQ | As Sulaymānīyah | minor | 65200 | 1368595428
Halaç, Lebap, Turkmenistan | Halaç | Halac | 38.0686 | 64.8811 | Turkmenistan | TM | TKM | Lebap |  | 5101 | 1795944414
Halachó, Yucatán, Mexico | Halachó | Halacho | 20.4764 | -90.0819 | Mexico | MX | MEX | Yucatán | minor | 9412 | 1484161200
Halawa, Hawaii, United States | Halawa | Halawa | 21.3753 | -157.9185 | United States | US | USA | Hawaii |  | 14640 | 1840029579
Halba, Aakkâr, Lebanon | Halba | Halba | 34.5428 | 36.0797 | Lebanon | LB | LBN | Aakkâr | admin |  | 1422962727
Halberstadt, Saxony-Anhalt, Germany | Halberstadt | Halberstadt | 51.8958 | 11.0467 | Germany | DE | DEU | Saxony-Anhalt | minor | 40256 | 1276900818
Haldensleben, Saxony-Anhalt, Germany | Haldensleben | Haldensleben | 52.2833 | 11.4167 | Germany | DE | DEU | Saxony-Anhalt | minor | 19247 | 1276371853
Haldia, West Bengal, India | Haldia | Haldia | 22.0257 | 88.0583 | India | IN | IND | West Bengal |  | 200762 | 1356491171
Haledon, New Jersey, United States | Haledon | Haledon | 40.9363 | -74.1887 | United States | US | USA | New Jersey |  | 8293 | 1840003512
Halen, Flanders, Belgium | Halen | Halen | 50.9481 | 5.1144 | Belgium | BE | BEL | Flanders |  | 9461 | 1056456739
Hales Corners, Wisconsin, United States | Hales Corners | Hales Corners | 42.941 | -88.0491 | United States | US | USA | Wisconsin |  | 7567 | 1840003040
Halesowen, Dudley, United Kingdom | Halesowen | Halesowen | 52.4502 | -2.0509 | United Kingdom | GB | GBR | Dudley |  | 58135 | 1826152884
Halewood, Knowsley, United Kingdom | Halewood | Halewood | 53.3599 | -2.84 | United Kingdom | GB | GBR | Knowsley |  | 20116 | 1826807360
Half Moon, North Carolina, United States | Half Moon | Half Moon | 34.8298 | -77.4591 | United States | US | USA | North Carolina |  | 7669 | 1840013556
Half Moon Bay, California, United States | Half Moon Bay | Half Moon Bay | 37.4688 | -122.4383 | United States | US | USA | California |  | 23653 | 1840020303
Half Way Tree, Saint Andrew, Jamaica | Half Way Tree | Half Way Tree | 18.0106 | -76.7975 | Jamaica | JM | JAM | Saint Andrew | admin | 96494 | 1388715163
Halfmoon, New York, United States | Halfmoon | Halfmoon | 42.864 | -73.7275 | United States | US | USA | New York |  | 23962 | 1840058153
Halfmoon Bay, Southland, New Zealand | Halfmoon Bay | Halfmoon Bay | -46.899 | 168.127 | New Zealand | NZ | NZL | Southland |  | 310 | 1554077152
Halfway, Maryland, United States | Halfway | Halfway | 39.6163 | -77.77 | United States | US | USA | Maryland |  | 10784 | 1840005606
Halifax, Nova Scotia, Canada | Halifax | Halifax | 44.6475 | -63.5906 | Canada | CA | CAN | Nova Scotia |  | 403131 | 1124130981
Halifax, Calderdale, United Kingdom | Halifax | Halifax | 53.725 | -1.863 | United Kingdom | GB | GBR | Calderdale |  | 88134 | 1826413776
Halifax, Massachusetts, United States | Halifax | Halifax | 41.9914 | -70.8633 | United States | US | USA | Massachusetts |  | 7824 | 1840017567
Hālīsahar, West Bengal, India | Hālīsahar | Halisahar | 22.95 | 88.42 | India | IN | IND | West Bengal |  | 124939 | 1356242644
Hall in Tirol, Tirol, Austria | Hall in Tirol | Hall in Tirol | 47.2833 | 11.5 | Austria | AT | AUT | Tirol |  | 13897 | 1040200365
Hallandale Beach, Florida, United States | Hallandale Beach | Hallandale Beach | 25.9854 | -80.1423 | United States | US | USA | Florida |  | 39847 | 1840014237
Halle, Saxony-Anhalt, Germany | Halle | Halle | 51.4828 | 11.9697 | Germany | DE | DEU | Saxony-Anhalt | minor | 239257 | 1276167077
Halle, Flanders, Belgium | Halle | Halle | 50.7361 | 4.2372 | Belgium | BE | BEL | Flanders |  | 39096 | 1056061836
Halle, North Rhine-Westphalia, Germany | Halle | Halle | 52.0608 | 8.3597 | Germany | DE | DEU | North Rhine-Westphalia |  | 21640 | 1276770255
Hallein, Salzburg, Austria | Hallein | Hallein | 47.6667 | 13.0833 | Austria | AT | AUT | Salzburg | minor | 21150 | 1040821146
Halls Creek, Western Australia, Australia | Halls Creek | Halls Creek | -18.23 | 127.67 | Australia | AU | AUS | Western Australia |  | 1546 | 1036444511
Hallstadt, Bavaria, Germany | Hallstadt | Hallstadt | 49.9333 | 10.8833 | Germany | DE | DEU | Bavaria |  | 8575 | 1276896189
Halluin, Hauts-de-France, France | Halluin | Halluin | 50.7836 | 3.1256 | France | FR | FRA | Hauts-de-France |  | 20800 | 1250891444
Halmstad, Halland, Sweden | Halmstad | Halmstad | 56.6718 | 12.8556 | Sweden | SE | SWE | Halland | admin | 55657 | 1752392511
Halstead, Essex, United Kingdom | Halstead | Halstead | 51.9451 | 0.6411 | United Kingdom | GB | GBR | Essex |  | 11906 | 1826328876
Haltom City, Texas, United States | Haltom City | Haltom City | 32.8176 | -97.2707 | United States | US | USA | Texas |  | 43874 | 1840020698
Halton Hills, Ontario, Canada | Halton Hills | Halton Hills | 43.63 | -79.95 | Canada | CA | CAN | Ontario |  | 61161 | 1124000788
Halver, North Rhine-Westphalia, Germany | Halver | Halver | 51.1834 | 7.5027 | Germany | DE | DEU | North Rhine-Westphalia |  | 16106 | 1276039349
Ḩalwān, Al Qāhirah, Egypt | Ḩalwān | Halwan | 29.8419 | 31.3342 | Egypt | EG | EGY | Al Qāhirah |  | 619293 | 1818000039
Halych, Ivano-Frankivs’ka Oblast’, Ukraine | Halych | Halych | 49.1128 | 24.7217 | Ukraine | UA | UKR | Ivano-Frankivs’ka Oblast’ | minor | 6196 | 1804076203
Ham Lake, Minnesota, United States | Ham Lake | Ham Lake | 45.2545 | -93.2039 | United States | US | USA | Minnesota |  | 16783 | 1840006720
Hamadān, Hamadān, Iran | Hamadān | Hamadan | 34.8065 | 48.5162 | Iran | IR | IRN | Hamadān | admin | 528256 | 1364126377
Ḩamāh, Ḩamāh, Syria | Ḩamāh | Hamah | 35.1333 | 36.75 | Syria | SY | SYR | Ḩamāh | admin | 312994 | 1760197502
Hamajō, Hiroshima, Japan | Hamajō | Hamajo | 34.3414 | 132.5139 | Japan | JP | JPN | Hiroshima |  | 12762 | 1392696742
Hamamatsu, Shizuoka, Japan | Hamamatsu | Hamamatsu | 34.7167 | 137.7333 | Japan | JP | JPN | Shizuoka |  | 791770 | 1392174500
Hamanaka-sakuraminami, Hokkaidō, Japan | Hamanaka-sakuraminami | Hamanaka-sakuraminami | 43.0772 | 145.1294 | Japan | JP | JPN | Hokkaidō |  | 5789 | 1392930380
Hamar, Hedmark, Norway | Hamar | Hamar | 60.7945 | 11.068 | Norway | NO | NOR | Hedmark | admin | 27947 | 1578111692
Hambantota, Southern, Sri Lanka | Hambantota | Hambantota | 6.1241 | 81.1185 | Sri Lanka | LK | LKA | Southern |  | 11213 | 1144358863
Hamburg, Hamburg, Germany | Hamburg | Hamburg | 53.55 | 10 | Germany | DE | DEU | Hamburg | admin | 1841179 | 1276041799
Hamburg, New York, United States | Hamburg | Hamburg | 42.7394 | -78.8581 | United States | US | USA | New York |  | 58105 | 1840004385
Hamden, Connecticut, United States | Hamden | Hamden | 41.3961 | -72.9215 | United States | US | USA | Connecticut |  | 61206 | 1840034823
Hämeenlinna, Kanta-Häme, Finland | Hämeenlinna | Hameenlinna | 61 | 24.4414 | Finland | FI | FIN | Kanta-Häme | admin | 68011 | 1246026891
Hameln, Lower Saxony, Germany | Hameln | Hameln | 52.1031 | 9.36 | Germany | DE | DEU | Lower Saxony | minor | 57510 | 1276101153
Hamhŭng, Hamnam, Korea, North | Hamhŭng | Hamhung | 39.9167 | 127.5333 | Korea, North | KP | PRK | Hamnam | admin | 614198 | 1408482040
Hamilton, Ontario, Canada | Hamilton | Hamilton | 43.2567 | -79.8692 | Canada | CA | CAN | Ontario |  | 693645 | 1124567288
Hamilton, Waikato, New Zealand | Hamilton | Hamilton | -37.7833 | 175.2833 | New Zealand | NZ | NZL | Waikato | admin | 169300 | 1554873040
Hamilton, South Lanarkshire, United Kingdom | Hamilton | Hamilton | 55.777 | -4.039 | United Kingdom | GB | GBR | South Lanarkshire |  | 54230 | 1826692620
Hamilton, New Jersey, United States | Hamilton | Hamilton | 40.2046 | -74.6765 | United States | US | USA | New Jersey |  | 87799 | 1840056346
Hamilton, Ohio, United States | Hamilton | Hamilton | 39.3938 | -84.5653 | United States | US | USA | Ohio |  | 62082 | 1840003803
Hamilton, Hamilton, Bermuda | Hamilton | Hamilton | 32.2942 | -64.7839 | Bermuda | BM | BMU | Hamilton |  | 52320 | 1060000000
Hamilton, Victoria, Australia | Hamilton | Hamilton | -37.7333 | 142.0167 | Australia | AU | AUS | Victoria |  | 9974 | 1036699883
Hamilton, Massachusetts, United States | Hamilton | Hamilton | 42.6267 | -70.858 | United States | US | USA | Massachusetts |  | 8020 | 1840070395
Hamilton, Montana, United States | Hamilton | Hamilton | 46.2527 | -114.1598 | United States | US | USA | Montana |  | 6964 | 1840019896
Hamilton, Alabama, United States | Hamilton | Hamilton | 34.1346 | -87.9755 | United States | US | USA | Alabama |  | 6606 | 1840003629
Hamilton, New York, United States | Hamilton | Hamilton | 42.7897 | -75.494 | United States | US | USA | New York |  | 6511 | 1840004354
Hamilton Square, New Jersey, United States | Hamilton Square | Hamilton Square | 40.2248 | -74.6526 | United States | US | USA | New Jersey |  | 12542 | 1840024324
Hamilton Township, Pennsylvania, United States | Hamilton Township | Hamilton Township | 39.9432 | -77.7327 | United States | US | USA | Pennsylvania |  | 11084 | 1840147456
Hamilton Township, Ontario, Canada | Hamilton Township | Hamilton Township | 44.054 | -78.2164 | Canada | CA | CAN | Ontario |  | 10942 | 1124000994
Hamilton Township, Pennsylvania, United States | Hamilton Township | Hamilton Township | 40.9333 | -75.2844 | United States | US | USA | Pennsylvania |  | 8864 | 1840145220
Hamina, Kymenlaakso, Finland | Hamina | Hamina | 60.5697 | 27.1981 | Finland | FI | FIN | Kymenlaakso | minor | 20851 | 1246729258
Hamlet, North Carolina, United States | Hamlet | Hamlet | 34.8891 | -79.7099 | United States | US | USA | North Carolina |  | 6328 | 1840013516
Hamlin, New York, United States | Hamlin | Hamlin | 43.3213 | -77.9135 | United States | US | USA | New York |  | 9023 | 1840058157
Hamm, North Rhine-Westphalia, Germany | Hamm | Hamm | 51.6667 | 7.8167 | Germany | DE | DEU | North Rhine-Westphalia | minor | 179111 | 1276808737
Ḩammām al ‘Alīl, Nīnawá, Iraq | Ḩammām al ‘Alīl | Hammam al `Alil | 36.1581 | 43.2594 | Iraq | IQ | IRQ | Nīnawá |  | 15985 | 1368957629
Hammelburg, Bavaria, Germany | Hammelburg | Hammelburg | 50.1167 | 9.9 | Germany | DE | DEU | Bavaria |  | 11037 | 1276000245
Hammerfest, Finnmark, Norway | Hammerfest | Hammerfest | 70.6634 | 23.6821 | Norway | NO | NOR | Finnmark | minor | 8073 | 1578368356
Hamminkeln, North Rhine-Westphalia, Germany | Hamminkeln | Hamminkeln | 51.7319 | 6.5908 | Germany | DE | DEU | North Rhine-Westphalia |  | 26739 | 1276465671
Hammond, Indiana, United States | Hammond | Hammond | 41.6169 | -87.491 | United States | US | USA | Indiana |  | 75522 | 1840007092
Hammond, Louisiana, United States | Hammond | Hammond | 30.5061 | -90.4563 | United States | US | USA | Louisiana |  | 72413 | 1840013908
Hammonton, New Jersey, United States | Hammonton | Hammonton | 39.6572 | -74.7678 | United States | US | USA | New Jersey |  | 12389 | 1840003800
Hampden, Pennsylvania, United States | Hampden | Hampden | 40.2602 | -76.9809 | United States | US | USA | Pennsylvania |  | 29642 | 1840143338
Hampden, Maine, United States | Hampden | Hampden | 44.735 | -68.8896 | United States | US | USA | Maine |  | 7340 | 1840052845
Hampden, Massachusetts, United States | Hampden | Hampden | 42.0638 | -72.4157 | United States | US | USA | Massachusetts |  | 5191 | 1840053446
Hampshire, Illinois, United States | Hampshire | Hampshire | 42.1124 | -88.5122 | United States | US | USA | Illinois |  | 5190 | 1840011343
Hampstead, Quebec, Canada | Hampstead | Hampstead | 45.4833 | -73.6333 | Canada | CA | CAN | Quebec |  | 7153 | 1124000763
Hampstead, New Hampshire, United States | Hampstead | Hampstead | 42.8821 | -71.1709 | United States | US | USA | New Hampshire |  | 8625 | 1840054954
Hampstead, Maryland, United States | Hampstead | Hampstead | 39.6104 | -76.855 | United States | US | USA | Maryland |  | 6401 | 1840005699
Hampstead, North Carolina, United States | Hampstead | Hampstead | 34.3627 | -77.7318 | United States | US | USA | North Carolina |  | 5717 | 1840025847
Hampton, Virginia, United States | Hampton | Hampton | 37.0551 | -76.363 | United States | US | USA | Virginia |  | 134510 | 1840003866
Hampton, Richmond upon Thames, United Kingdom | Hampton | Hampton | 51.422 | -0.367 | United Kingdom | GB | GBR | Richmond upon Thames |  | 19372 | 1826380138
Hampton, Pennsylvania, United States | Hampton | Hampton | 40.5844 | -79.9534 | United States | US | USA | Pennsylvania |  | 18365 | 1840147156
Hampton, New Hampshire, United States | Hampton | Hampton | 42.9391 | -70.837 | United States | US | USA | New Hampshire |  | 15452 | 1840054955
Hampton, Georgia, United States | Hampton | Hampton | 33.3835 | -84.2855 | United States | US | USA | Georgia |  | 8073 | 1840013751
Hampton Bays, New York, United States | Hampton Bays | Hampton Bays | 40.8692 | -72.5227 | United States | US | USA | New York |  | 14280 | 1840005076
Hamptonburgh, New York, United States | Hamptonburgh | Hamptonburgh | 41.4484 | -74.254 | United States | US | USA | New York |  | 5502 | 1840058161
Ħamrun, Ħamrun, Malta | Ħamrun | Hamrun | 35.8847 | 14.4844 | Malta | MT | MLT | Ħamrun | admin |  | 1470141385
Hamtramck, Michigan, United States | Hamtramck | Hamtramck | 42.3954 | -83.056 | United States | US | USA | Michigan |  | 21599 | 1840003980
Hamura, Tōkyō, Japan | Hamura | Hamura | 35.7672 | 139.3111 | Japan | JP | JPN | Tōkyō |  | 54874 | 1392153436
Hamworthy, Poole, United Kingdom | Hamworthy | Hamworthy | 50.7207 | -2.0109 | United Kingdom | GB | GBR | Poole |  | 13141 | 1826152071
Hanahan, South Carolina, United States | Hanahan | Hanahan | 32.9302 | -80.0027 | United States | US | USA | South Carolina |  | 26917 | 1840014256
Hanam, Gyeonggi, Korea, South | Hanam | Hanam | 37.5392 | 127.2147 | Korea, South | KR | KOR | Gyeonggi |  | 154838 | 1410241338
Hanamaki Onsen, Iwate, Japan | Hanamaki Onsen | Hanamaki Onsen | 39.3886 | 141.1167 | Japan | JP | JPN | Iwate |  | 94007 | 1392087821
Hanamaulu, Hawaii, United States | Hanamaulu | Hanamaulu | 21.9954 | -159.3493 | United States | US | USA | Hawaii |  | 5422 | 1840029477
Hanau, Hesse, Germany | Hanau | Hanau | 50.1328 | 8.9169 | Germany | DE | DEU | Hesse | minor | 96023 | 1276550409
Hanawa, Akita, Japan | Hanawa | Hanawa | 40.2158 | 140.7883 | Japan | JP | JPN | Akita |  | 29727 | 1392488669
Hanawa, Fukushima, Japan | Hanawa | Hanawa | 36.9572 | 140.4097 | Japan | JP | JPN | Fukushima |  | 8401 | 1392769533
Hancheng, Shaanxi, China | Hancheng | Hancheng | 35.4603 | 110.4292 | China | CN | CHN | Shaanxi |  | 391164 | 1156265838
Hanchuan, Hubei, China | Hanchuan | Hanchuan | 30.652 | 113.8274 | China | CN | CHN | Hubei |  | 1092700 | 1156149248
Handa, Aichi, Japan | Handa | Handa | 34.8992 | 136.9267 | Japan | JP | JPN | Aichi |  | 118145 | 1392363594
Handan, Hebei, China | Handan | Handan | 36.6116 | 114.4894 | China | CN | CHN | Hebei |  | 8499000 | 1156957080
Handforth, Cheshire East, United Kingdom | Handforth | Handforth | 53.35 | -2.216 | United Kingdom | GB | GBR | Cheshire East |  | 6266 | 1826308689
Handlová, Nitriansky, Slovakia | Handlová | Handlova | 48.7272 | 18.7619 | Slovakia | SK | SVK | Nitriansky |  | 17119 | 1703292608
Handsworth, Sheffield, United Kingdom | Handsworth | Handsworth | 53.37 | -1.4 | United Kingdom | GB | GBR | Sheffield |  | 9957 | 1826233814
Handwāra, Jammu and Kashmīr, India | Handwāra | Handwara | 34.4 | 74.28 | India | IN | IND | Jammu and Kashmīr |  | 269311 | 1356080179
Hanford, California, United States | Hanford | Hanford | 36.3274 | -119.6549 | United States | US | USA | California |  | 94028 | 1840020382
Hanga Roa, Valparaíso, Chile | Hanga Roa | Hanga Roa | -27.1492 | -109.4323 | Chile | CL | CHL | Valparaíso | minor | 7163 | 1152267672
Hangu, Tianjin, China | Hangu | Hangu | 39.232 | 117.777 | China | CN | CHN | Tianjin |  | 332793 | 1156202457
Hangu, Khyber Pakhtunkhwa, Pakistan | Hangu | Hangu | 33.5281 | 71.0572 | Pakistan | PK | PAK | Khyber Pakhtunkhwa | minor | 39766 | 1586769539
Hangzhou, Zhejiang, China | Hangzhou | Hangzhou | 30.25 | 120.1675 | China | CN | CHN | Zhejiang | admin | 6446000 | 1156275243
Hani i Elezit, Hani i Elezit, Kosovo | Hani i Elezit | Hani i Elezit | 42.1475 | 21.2992 | Kosovo | XK | XKS | Hani i Elezit | admin | 9403 | 1901964789
Hanko, Uusimaa, Finland | Hanko | Hanko | 59.8236 | 22.9681 | Finland | FI | FIN | Uusimaa | minor | 8864 | 1246686751
Ḩannā, Eşfahān, Iran | Ḩannā | Hanna | 31.1989 | 51.7247 | Iran | IR | IRN | Eşfahān |  | 5358 | 1364733100
Hannibal, Missouri, United States | Hannibal | Hannibal | 39.7097 | -91.3939 | United States | US | USA | Missouri |  | 17884 | 1840007306
Hannō, Saitama, Japan | Hannō | Hanno | 35.8558 | 139.3278 | Japan | JP | JPN | Saitama |  | 79891 | 1392681016
Hannover, Lower Saxony, Germany | Hannover | Hannover | 52.3744 | 9.7386 | Germany | DE | DEU | Lower Saxony | admin | 538068 | 1276457707
Hannoversch Münden, Lower Saxony, Germany | Hannoversch Münden | Hannoversch Munden | 51.4167 | 9.65 | Germany | DE | DEU | Lower Saxony |  | 24467 | 1276002967
Hanoi, Hà Nội, Vietnam | Hanoi | Hanoi | 21.0245 | 105.8412 | Vietnam | VN | VNM | Hà Nội | primary | 7785000 | 1704413791
Hanover, Pennsylvania, United States | Hanover | Hanover | 39.8117 | -76.9835 | United States | US | USA | Pennsylvania |  | 68165 | 1840001450
Hanover, Manitoba, Canada | Hanover | Hanover | 49.4433 | -96.8492 | Canada | CA | CAN | Manitoba |  | 15733 | 1124001704
Hanover, Massachusetts, United States | Hanover | Hanover | 42.1224 | -70.8566 | United States | US | USA | Massachusetts |  | 14397 | 1840053568
Hanover, New Jersey, United States | Hanover | Hanover | 40.8197 | -74.4287 | United States | US | USA | New Jersey |  | 14395 | 1840081717
Hanover, New Hampshire, United States | Hanover | Hanover | 43.7155 | -72.1911 | United States | US | USA | New Hampshire |  | 11512 | 1840054971
Hanover, Ontario, Canada | Hanover | Hanover | 44.15 | -81.0333 | Canada | CA | CAN | Ontario |  | 7688 | 1124868817
Hanover, New York, United States | Hanover | Hanover | 42.4922 | -79.1253 | United States | US | USA | New York |  | 6737 | 1840058164
Hanover Park, Illinois, United States | Hanover Park | Hanover Park | 41.9819 | -88.1447 | United States | US | USA | Illinois |  | 37426 | 1840011251
Hanover Township, Pennsylvania, United States | Hanover Township | Hanover Township | 40.6669 | -75.3979 | United States | US | USA | Pennsylvania |  | 11451 | 1840151272
Hanover Township, Pennsylvania, United States | Hanover Township | Hanover Township | 41.2012 | -75.9288 | United States | US | USA | Pennsylvania |  | 10913 | 1840148628
Hanson, Massachusetts, United States | Hanson | Hanson | 42.0558 | -70.8723 | United States | US | USA | Massachusetts |  | 10668 | 1840053679
Hanumānnagar, Sagarmāthā, Nepal | Hanumānnagar | Hanumannagar | 26.5394 | 86.7483 | Nepal | NP | NPL | Sagarmāthā |  | 37738 | 1524363655
Hanwell, Ealing, United Kingdom | Hanwell | Hanwell | 51.5189 | -0.3376 | United Kingdom | GB | GBR | Ealing |  | 28768 | 1826742619
Hanyū, Saitama, Japan | Hanyū | Hanyu | 36.1728 | 139.5486 | Japan | JP | JPN | Saitama |  | 53870 | 1392690560
Hanzhong, Shaanxi, China | Hanzhong | Hanzhong | 33.0794 | 107.026 | China | CN | CHN | Shaanxi |  | 3700000 | 1156382678
Hāora, West Bengal, India | Hāora | Haora | 22.59 | 88.31 | India | IN | IND | West Bengal |  | 1077075 | 1356986516
Haparanda, Norrbotten, Sweden | Haparanda | Haparanda | 65.8342 | 24.117 | Sweden | SE | SWE | Norrbotten | minor | 6642 | 1752528595
Hapeville, Georgia, United States | Hapeville | Hapeville | 33.6609 | -84.4093 | United States | US | USA | Georgia |  | 6534 | 1840013663
Happy Valley, Oregon, United States | Happy Valley | Happy Valley | 45.4362 | -122.5077 | United States | US | USA | Oregon |  | 22553 | 1840019950
Happy Valley, Newfoundland and Labrador, Canada | Happy Valley | Happy Valley | 53.3396 | -60.4467 | Canada | CA | CAN | Newfoundland and Labrador |  | 8109 | 1124879731
Hāpur, Uttar Pradesh, India | Hāpur | Hapur | 28.7437 | 77.7628 | India | IN | IND | Uttar Pradesh |  | 242920 | 1356820012
Haradok, Vitsyebskaya Voblasts’, Belarus | Haradok | Haradok | 55.4667 | 29.9833 | Belarus | BY | BLR | Vitsyebskaya Voblasts’ | minor | 11800 | 1112131300
Harahan, Louisiana, United States | Harahan | Harahan | 29.9374 | -90.203 | United States | US | USA | Louisiana |  | 9250 | 1840013997
Harar, Hārerī Hizb, Ethiopia | Harar | Harar | 9.32 | 42.15 | Ethiopia | ET | ETH | Hārerī Hizb | admin | 174994 | 1231785978
Harare, Harare, Zimbabwe | Harare | Harare | -17.8292 | 31.0522 | Zimbabwe | ZW | ZWE | Harare | primary | 1606000 | 1716196799
Ḩarastā, Rīf Dimashq, Syria | Ḩarastā | Harasta | 33.5586 | 36.365 | Syria | SY | SYR | Rīf Dimashq | minor | 45974 | 1760273732
Harbin, Heilongjiang, China | Harbin | Harbin | 45.75 | 126.6333 | China | CN | CHN | Heilongjiang | admin | 4458000 | 1156241528
Harborcreek, Pennsylvania, United States | Harborcreek | Harborcreek | 42.1498 | -79.9501 | United States | US | USA | Pennsylvania |  | 17466 | 1840099632
Harborne, Birmingham, United Kingdom | Harborne | Harborne | 52.46 | -1.95 | United Kingdom | GB | GBR | Birmingham |  | 23001 | 1826937093
Harburg, Bavaria, Germany | Harburg | Harburg | 48.7667 | 10.6667 | Germany | DE | DEU | Bavaria |  | 5535 | 1276235429
Hardeeville, South Carolina, United States | Hardeeville | Hardeeville | 32.2951 | -81.0318 | United States | US | USA | South Carolina |  | 7290 | 1840013808
Hardegsen, Lower Saxony, Germany | Hardegsen | Hardegsen | 51.6528 | 9.8322 | Germany | DE | DEU | Lower Saxony |  | 7587 | 1276677713
Hardyston, New Jersey, United States | Hardyston | Hardyston | 41.1206 | -74.5598 | United States | US | USA | New Jersey |  | 7886 | 1840081788
Harefield, Hillingdon, United Kingdom | Harefield | Harefield | 51.6034 | -0.478 | United Kingdom | GB | GBR | Hillingdon |  | 7399 | 1826669882
Harelbeke, Flanders, Belgium | Harelbeke | Harelbeke | 50.8567 | 3.3131 | Belgium | BE | BEL | Flanders |  | 27886 | 1056312961
Haren, Lower Saxony, Germany | Haren | Haren | 52.7667 | 7.2167 | Germany | DE | DEU | Lower Saxony |  | 23829 | 1276278460
Hargeysa, Woqooyi Galbeed, Somalia | Hargeysa | Hargeysa | 9.56 | 44.065 | Somalia | SO | SOM | Woqooyi Galbeed | admin |  | 1706832021
Ḩārim, Idlib, Syria | Ḩārim | Harim | 36.2076 | 36.5192 | Syria | SY | SYR | Idlib | minor | 21934 | 1760216782
Harīpur, Punjab, India | Harīpur | Haripur | 31.52 | 75.98 | India | IN | IND | Punjab |  | 158142 | 1356141115
Harjavalta, Satakunta, Finland | Harjavalta | Harjavalta | 61.3139 | 22.1417 | Finland | FI | FIN | Satakunta | minor | 7296 | 1246726451
Harker Heights, Texas, United States | Harker Heights | Harker Heights | 31.0572 | -97.6445 | United States | US | USA | Texas |  | 32421 | 1840020851
Harlan, Kentucky, United States | Harlan | Harlan | 36.8432 | -83.3184 | United States | US | USA | Kentucky |  | 6089 | 1840013280
Hârlău, Iaşi, Romania | Hârlău | Harlau | 47.4278 | 26.9114 | Romania | RO | ROU | Iaşi |  | 10905 | 1642634665
Harlescott, Shropshire, United Kingdom | Harlescott | Harlescott | 52.7365 | -2.7226 | United Kingdom | GB | GBR | Shropshire |  | 5060 | 1826238045
Harleston, Norfolk, United Kingdom | Harleston | Harleston | 52.4024 | 1.2996 | United Kingdom | GB | GBR | Norfolk |  | 5067 | 1826624574
Harleysville, Pennsylvania, United States | Harleysville | Harleysville | 40.2791 | -75.3872 | United States | US | USA | Pennsylvania |  | 9553 | 1840005463
Harlingen, Texas, United States | Harlingen | Harlingen | 26.1917 | -97.6976 | United States | US | USA | Texas |  | 136037 | 1840021036
Harlington, Doncaster, United Kingdom | Harlington | Harlington | 53.481 | -1.182 | United Kingdom | GB | GBR | Doncaster |  | 8276 | 1826923681
Harmanli, Haskovo, Bulgaria | Harmanli | Harmanli | 41.9297 | 25.9019 | Bulgaria | BG | BGR | Haskovo |  | 23932 | 1100003361
Härnösand, Västernorrland, Sweden | Härnösand | Harnosand | 62.6323 | 17.9379 | Sweden | SE | SWE | Västernorrland | admin | 18624 | 1752644953
Harpenden, Hertfordshire, United Kingdom | Harpenden | Harpenden | 51.8175 | -0.3524 | United Kingdom | GB | GBR | Hertfordshire |  | 30240 | 1826679950
Harper, Maryland, Liberia | Harper | Harper | 4.3754 | -7.717 | Liberia | LR | LBR | Maryland | admin | 32661 | 1430540258
Harper Woods, Michigan, United States | Harper Woods | Harper Woods | 42.439 | -82.9292 | United States | US | USA | Michigan |  | 13746 | 1840003981
Harrietstown, New York, United States | Harrietstown | Harrietstown | 44.243 | -74.2363 | United States | US | USA | New York |  | 5576 | 1840058167
Harriman, Tennessee, United States | Harriman | Harriman | 35.9307 | -84.5602 | United States | US | USA | Tennessee |  | 22708 | 1840013385
Harris, Pennsylvania, United States | Harris | Harris | 40.7633 | -77.7674 | United States | US | USA | Pennsylvania |  | 5612 | 1840144817
Harris Hill, New York, United States | Harris Hill | Harris Hill | 42.973 | -78.6793 | United States | US | USA | New York |  | 5737 | 1840004378
Harrisburg, Pennsylvania, United States | Harrisburg | Harrisburg | 40.2752 | -76.8843 | United States | US | USA | Pennsylvania | admin | 442289 | 1840001288
Harrisburg, North Carolina, United States | Harrisburg | Harrisburg | 35.3124 | -80.6486 | United States | US | USA | North Carolina |  | 16576 | 1840016364
Harrisburg, Illinois, United States | Harrisburg | Harrisburg | 37.7373 | -88.5457 | United States | US | USA | Illinois |  | 8933 | 1840007570
Harrisburg, South Dakota, United States | Harrisburg | Harrisburg | 43.4321 | -96.7037 | United States | US | USA | South Dakota |  | 5038 | 1840002845
Harrislee, Schleswig-Holstein, Germany | Harrislee | Harrislee | 54.7972 | 9.3764 | Germany | DE | DEU | Schleswig-Holstein |  | 11531 | 1276177135
Harrison, New Jersey, United States | Harrison | Harrison | 40.7431 | -74.1531 | United States | US | USA | New Jersey |  | 20061 | 1840003598
Harrison, New York, United States | Harrison | Harrison | 41.0233 | -73.7192 | United States | US | USA | New York |  | 28943 | 1840004931
Harrison, Ohio, United States | Harrison | Harrison | 39.2582 | -84.7868 | United States | US | USA | Ohio |  | 15518 | 1840007381
Harrison, Arkansas, United States | Harrison | Harrison | 36.2438 | -93.1198 | United States | US | USA | Arkansas |  | 14097 | 1840013327
Harrison, Wisconsin, United States | Harrison | Harrison | 44.1935 | -88.2941 | United States | US | USA | Wisconsin |  | 12358 | 1840038103
Harrison, Tennessee, United States | Harrison | Harrison | 35.1276 | -85.1464 | United States | US | USA | Tennessee |  | 7555 | 1840013449
Harrison Township, Pennsylvania, United States | Harrison Township | Harrison Township | 40.6376 | -79.717 | United States | US | USA | Pennsylvania |  | 10394 | 1840147154
Harrisonburg, Virginia, United States | Harrisonburg | Harrisonburg | 38.4361 | -78.8735 | United States | US | USA | Virginia |  | 72386 | 1840003844
Harrisonville, Missouri, United States | Harrisonville | Harrisonville | 38.6529 | -94.3467 | United States | US | USA | Missouri |  | 9412 | 1840007464
Harrisville, Utah, United States | Harrisville | Harrisville | 41.2853 | -111.9859 | United States | US | USA | Utah |  | 6872 | 1840020129
Harrodsburg, Kentucky, United States | Harrodsburg | Harrodsburg | 37.7654 | -84.8474 | United States | US | USA | Kentucky |  | 8916 | 1840013222
Harrogate, North Yorkshire, United Kingdom | Harrogate | Harrogate | 53.9919 | -1.5378 | United Kingdom | GB | GBR | North Yorkshire |  | 75070 | 1826765513
Harrow, Harrow, United Kingdom | Harrow | Harrow | 51.5836 | -0.3464 | United Kingdom | GB | GBR | Harrow |  | 149246 | 1826648099
Harrow on the Hill, Harrow, United Kingdom | Harrow on the Hill | Harrow on the Hill | 51.5655 | -0.3327 | United Kingdom | GB | GBR | Harrow |  | 12270 | 1826937930
Harrow Weald, Harrow, United Kingdom | Harrow Weald | Harrow Weald | 51.604 | -0.339 | United Kingdom | GB | GBR | Harrow |  | 11376 | 1826880341
Harsewinkel, North Rhine-Westphalia, Germany | Harsewinkel | Harsewinkel | 51.9667 | 8.2331 | Germany | DE | DEU | North Rhine-Westphalia |  | 25147 | 1276882516
Hârşova, Constanţa, Romania | Hârşova | Harsova | 44.6833 | 27.9519 | Romania | RO | ROU | Constanţa |  | 9642 | 1642407029
Harstad, Troms, Norway | Harstad | Harstad | 68.7989 | 16.5314 | Norway | NO | NOR | Troms | minor | 21070 | 1578844884
Hartberg, Steiermark, Austria | Hartberg | Hartberg | 47.2806 | 15.97 | Austria | AT | AUT | Steiermark | minor | 6650 | 1040068205
Hartford, Connecticut, United States | Hartford | Hartford | 41.7661 | -72.6834 | United States | US | USA | Connecticut |  | 905152 | 1840004773
Hartford, South Dakota, United States | Hartford | Hartford | 43.621 | -96.9424 | United States | US | USA | South Dakota | admin | 3354 | 1840002653
Hartford, Wisconsin, United States | Hartford | Hartford | 43.3223 | -88.3782 | United States | US | USA | Wisconsin |  | 15445 | 1840002831
Hartford, Vermont, United States | Hartford | Hartford | 43.6644 | -72.3866 | United States | US | USA | Vermont |  | 9678 | 1840070579
Hartford, Cheshire West and Chester, United Kingdom | Hartford | Hartford | 53.245 | -2.549 | United Kingdom | GB | GBR | Cheshire West and Chester |  | 5515 | 1826526517
Hartford City, Indiana, United States | Hartford City | Hartford City | 40.4537 | -85.3736 | United States | US | USA | Indiana |  | 5604 | 1840007231
Hartha, Saxony, Germany | Hartha | Hartha | 51.0978 | 12.9772 | Germany | DE | DEU | Saxony |  | 7034 | 1276001104
Hartland, Wisconsin, United States | Hartland | Hartland | 43.1027 | -88.3399 | United States | US | USA | Wisconsin |  | 9320 | 1840003009
Hartlepool, Hartlepool, United Kingdom | Hartlepool | Hartlepool | 54.69 | -1.21 | United Kingdom | GB | GBR | Hartlepool |  | 92000 | 1826069842
Hartley, Kent, United Kingdom | Hartley | Hartley | 51.3868 | 0.3037 | United Kingdom | GB | GBR | Kent |  | 5359 | 1826311133
Hartselle, Alabama, United States | Hartselle | Hartselle | 34.4391 | -86.94 | United States | US | USA | Alabama |  | 14466 | 1840013593
Hartsville, South Carolina, United States | Hartsville | Hartsville | 34.3676 | -80.0833 | United States | US | USA | South Carolina |  | 14693 | 1840013610
Hartsville, Tennessee, United States | Hartsville | Hartsville | 36.3921 | -86.1568 | United States | US | USA | Tennessee |  | 11284 | 1840073881
Hartwell, Georgia, United States | Hartwell | Hartwell | 34.3496 | -82.9289 | United States | US | USA | Georgia |  | 5841 | 1840013614
Harunabad, Punjab, Pakistan | Harunabad | Harunabad | 29.61 | 73.1361 | Pakistan | PK | PAK | Punjab |  | 77206 | 1586810051
Harvard, Illinois, United States | Harvard | Harvard | 42.43 | -88.6217 | United States | US | USA | Illinois |  | 9533 | 1840006970
Harvard, Massachusetts, United States | Harvard | Harvard | 42.5059 | -71.5853 | United States | US | USA | Massachusetts |  | 6570 | 1840053692
Harvest, Alabama, United States | Harvest | Harvest | 34.8558 | -86.7521 | United States | US | USA | Alabama |  | 5700 | 1840013544
Harvey, Illinois, United States | Harvey | Harvey | 41.6076 | -87.6521 | United States | US | USA | Illinois |  | 24408 | 1840007029
Harvey, Louisiana, United States | Harvey | Harvey | 29.8876 | -90.0666 | United States | US | USA | Louisiana |  | 20712 | 1840013985
Harwich, Essex, United Kingdom | Harwich | Harwich | 51.934 | 1.266 | United Kingdom | GB | GBR | Essex |  | 17684 | 1826285169
Harwich, Massachusetts, United States | Harwich | Harwich | 41.6957 | -70.0684 | United States | US | USA | Massachusetts |  | 12142 | 1840070211
Harwinton, Connecticut, United States | Harwinton | Harwinton | 41.755 | -73.0582 | United States | US | USA | Connecticut |  | 5469 | 1840034917
Harwood Heights, Illinois, United States | Harwood Heights | Harwood Heights | 41.9663 | -87.8057 | United States | US | USA | Illinois |  | 8333 | 1840011252
Harworth, Nottinghamshire, United Kingdom | Harworth | Harworth | 53.417 | -1.075 | United Kingdom | GB | GBR | Nottinghamshire |  | 7948 | 1826992188
Harzgerode, Saxony-Anhalt, Germany | Harzgerode | Harzgerode | 51.6417 | 11.1428 | Germany | DE | DEU | Saxony-Anhalt |  | 7745 | 1276781709
Hasbrouck Heights, New Jersey, United States | Hasbrouck Heights | Hasbrouck Heights | 40.8618 | -74.0741 | United States | US | USA | New Jersey |  | 11992 | 1840003558
Haselünne, Lower Saxony, Germany | Haselünne | Haselunne | 52.6667 | 7.4667 | Germany | DE | DEU | Lower Saxony |  | 12914 | 1276706458
Hashima, Gifu, Japan | Hashima | Hashima | 35.3167 | 136.7 | Japan | JP | JPN | Gifu |  | 66573 | 1392769362
Hashimoto, Wakayama, Japan | Hashimoto | Hashimoto | 34.3167 | 135.6 | Japan | JP | JPN | Wakayama |  | 60885 | 1392655829
Hashtpar, Gīlān, Iran | Hashtpar | Hashtpar | 37.7992 | 48.9053 | Iran | IR | IRN | Gīlān | minor | 54178 | 1364496739
Hasilpur, Punjab, Pakistan | Hasilpur | Hasilpur | 29.6967 | 72.5542 | Pakistan | PK | PAK | Punjab |  | 99171 | 1586677874
Haskovo, Haskovo, Bulgaria | Haskovo | Haskovo | 41.9311 | 25.5575 | Bulgaria | BG | BGR | Haskovo | admin | 93821 | 1100186247
Hasköy, Muş, Turkey | Hasköy | Haskoy | 38.6864 | 41.6936 | Turkey | TR | TUR | Muş | minor | 25749 | 1792439039
Haslach im Kinzigtal, Baden-Württemberg, Germany | Haslach im Kinzigtal | Haslach im Kinzigtal | 48.2778 | 8.0869 | Germany | DE | DEU | Baden-Württemberg |  | 7114 | 1276600823
Haslemere, Surrey, United Kingdom | Haslemere | Haslemere | 51.09 | -0.712 | United Kingdom | GB | GBR | Surrey |  | 16826 | 1826519948
Haslett, Michigan, United States | Haslett | Haslett | 42.7525 | -84.402 | United States | US | USA | Michigan |  | 19721 | 1840004500
Haslingden, Lancashire, United Kingdom | Haslingden | Haslingden | 53.705 | -2.328 | United Kingdom | GB | GBR | Lancashire |  | 16849 | 1826295809
Hassa, Hatay, Turkey | Hassa | Hassa | 36.8 | 36.53 | Turkey | TR | TUR | Hatay | minor | 56409 | 1792468657
Hassan, Karnātaka, India | Hassan | Hassan | 13.005 | 76.1028 | India | IN | IND | Karnātaka |  | 133436 | 1356007455
Hassan Abdal, Punjab, Pakistan | Hassan Abdal | Hassan Abdal | 33.8195 | 72.689 | Pakistan | PK | PAK | Punjab |  | 50044 | 1586993764
Hasselt, Flanders, Belgium | Hasselt | Hasselt | 50.9304 | 5.3383 | Belgium | BE | BEL | Flanders | minor | 69222 | 1056617022
Haßfurt, Bavaria, Germany | Haßfurt | Hassfurt | 50.0353 | 10.5123 | Germany | DE | DEU | Bavaria | minor | 13609 | 1276364933
Hassi Messaoud, Ouargla, Algeria | Hassi Messaoud | Hassi Messaoud | 31.7023 | 6.0545 | Algeria | DZ | DZA | Ouargla |  | 18124 | 1012339655
Hassocks, West Sussex, United Kingdom | Hassocks | Hassocks | 50.9233 | -0.1509 | United Kingdom | GB | GBR | West Sussex |  | 7667 | 1826256340
Hastings, East Sussex, United Kingdom | Hastings | Hastings | 50.85 | 0.57 | United Kingdom | GB | GBR | East Sussex |  | 92855 | 1826499763
Hastings, Nebraska, United States | Hastings | Hastings | 40.5963 | -98.3914 | United States | US | USA | Nebraska |  | 24101 | 1840001130
Hastings, Minnesota, United States | Hastings | Hastings | 44.7318 | -92.8538 | United States | US | USA | Minnesota |  | 23047 | 1840006770
Hastings, New York, United States | Hastings | Hastings | 43.3215 | -76.1582 | United States | US | USA | New York |  | 9265 | 1840058174
Hastings, Michigan, United States | Hastings | Hastings | 42.6498 | -85.2887 | United States | US | USA | Michigan |  | 7670 | 1840003110
Hastings-on-Hudson, New York, United States | Hastings-on-Hudson | Hastings-on-Hudson | 40.9902 | -73.8801 | United States | US | USA | New York |  | 7853 | 1840004932
Hasuda, Saitama, Japan | Hasuda | Hasuda | 35.9942 | 139.6622 | Japan | JP | JPN | Saitama |  | 61507 | 1392294890
Hat Yai, Songkhla, Thailand | Hat Yai | Hat Yai | 7.0167 | 100.4667 | Thailand | TH | THA | Songkhla | minor | 159130 | 1764161022
Hatay, Hatay, Turkey | Hatay | Hatay | 36.2 | 36.15 | Turkey | TR | TUR | Hatay | admin | 377793 | 1792115763
Hatboro, Pennsylvania, United States | Hatboro | Hatboro | 40.1775 | -75.1054 | United States | US | USA | Pennsylvania |  | 7501 | 1840003700
Hatch End, Harrow, United Kingdom | Hatch End | Hatch End | 51.601 | -0.3743 | United Kingdom | GB | GBR | Harrow |  | 10693 | 1826801668
Haţeg, Hunedoara, Romania | Haţeg | Hateg | 45.6075 | 22.95 | Romania | RO | ROU | Hunedoara |  | 9685 | 1642953184
Hatfield, Hertfordshire, United Kingdom | Hatfield | Hatfield | 51.762 | -0.228 | United Kingdom | GB | GBR | Hertfordshire |  | 39201 | 1826844690
Hatfield, Pennsylvania, United States | Hatfield | Hatfield | 40.2758 | -75.2895 | United States | US | USA | Pennsylvania |  | 17595 | 1840003701
Hatfield, Doncaster, United Kingdom | Hatfield | Hatfield | 53.58 | -1 | United Kingdom | GB | GBR | Doncaster |  | 16776 | 1826723545
Hāthras, Uttar Pradesh, India | Hāthras | Hathras | 27.6 | 78.05 | India | IN | IND | Uttar Pradesh |  | 126882 | 1356072147
Hato Mayor, Higuamo, Dominican Republic | Hato Mayor | Hato Mayor | 18.764 | -69.257 | Dominican Republic | DO | DOM | Higuamo | minor | 35999 | 1214232592
Hatsukaichi, Hiroshima, Japan | Hatsukaichi | Hatsukaichi | 34.3486 | 132.3317 | Japan | JP | JPN | Hiroshima |  | 114975 | 1392723053
Hattiesburg, Mississippi, United States | Hattiesburg | Hattiesburg | 31.3074 | -89.317 | United States | US | USA | Mississippi |  | 80138 | 1840013878
Hattingen, North Rhine-Westphalia, Germany | Hattingen | Hattingen | 51.3992 | 7.1858 | Germany | DE | DEU | North Rhine-Westphalia |  | 54562 | 1276698647
Hatvan, Heves, Hungary | Hatvan | Hatvan | 47.6681 | 19.6697 | Hungary | HU | HUN | Heves | minor | 20167 | 1348933364
Haugesund, Rogaland, Norway | Haugesund | Haugesund | 59.4164 | 5.27 | Norway | NO | NOR | Rogaland | minor | 45040 | 1578805813
Hauppauge, New York, United States | Hauppauge | Hauppauge | 40.8217 | -73.2119 | United States | US | USA | New York |  | 19580 | 1840005077
Hausach, Baden-Württemberg, Germany | Hausach | Hausach | 48.2853 | 8.1797 | Germany | DE | DEU | Baden-Württemberg |  | 5768 | 1276001334
Hauzenberg, Bavaria, Germany | Hauzenberg | Hauzenberg | 48.6517 | 13.6236 | Germany | DE | DEU | Bavaria |  | 11649 | 1276386776
Havana, La Habana, Cuba | Havana | Havana | 23.1367 | -82.3589 | Cuba | CU | CUB | La Habana | primary | 2141652 | 1192752771
Havant, Hampshire, United Kingdom | Havant | Havant | 50.85 | -0.98 | United Kingdom | GB | GBR | Hampshire |  | 45826 | 1826912407
Havelberg, Saxony-Anhalt, Germany | Havelberg | Havelberg | 52.825 | 12.0744 | Germany | DE | DEU | Saxony-Anhalt |  | 6537 | 1276651557
Havelock, North Carolina, United States | Havelock | Havelock | 34.9078 | -76.8987 | United States | US | USA | North Carolina |  | 20677 | 1840014592
Havelock North, Hawke’s Bay, New Zealand | Havelock North | Havelock North | -39.6667 | 176.8833 | New Zealand | NZ | NZL | Hawke’s Bay |  | 13950 | 1554193593
Haverford, Pennsylvania, United States | Haverford | Haverford | 39.9868 | -75.3164 | United States | US | USA | Pennsylvania |  | 49162 | 1840152844
Haverhill, Suffolk, United Kingdom | Haverhill | Haverhill | 52.08 | 0.44 | United Kingdom | GB | GBR | Suffolk |  | 27041 | 1826015750
Haverhill, Massachusetts, United States | Haverhill | Haverhill | 42.7838 | -71.0871 | United States | US | USA | Massachusetts |  | 64014 | 1840002450
Haverstraw, New York, United States | Haverstraw | Haverstraw | 41.2055 | -74.0384 | United States | US | USA | New York |  | 37165 | 1840004975
Havířov, Moravskoslezský Kraj, Czechia | Havířov | Havirov | 49.7778 | 18.4228 | Czechia | CZ | CZE | Moravskoslezský Kraj |  | 71200 | 1203173875
Havlíčkŭv Brod, Vysočina, Czechia | Havlíčkŭv Brod | Havlickuv Brod | 49.6079 | 15.5807 | Czechia | CZ | CZE | Vysočina |  | 23442 | 1203272361
Havran, Balıkesir, Turkey | Havran | Havran | 39.5583 | 27.0983 | Turkey | TR | TUR | Balıkesir | minor | 27741 | 1792883078
Havre, Montana, United States | Havre | Havre | 48.5427 | -109.6803 | United States | US | USA | Montana |  | 10155 | 1840019758
Havre de Grace, Maryland, United States | Havre de Grace | Havre de Grace | 39.5481 | -76.1145 | United States | US | USA | Maryland |  | 14018 | 1840005667
Hawaiian Gardens, California, United States | Hawaiian Gardens | Hawaiian Gardens | 33.8303 | -118.0728 | United States | US | USA | California |  | 14159 | 1840020485
Hawaiian Paradise Park, Hawaii, United States | Hawaiian Paradise Park | Hawaiian Paradise Park | 19.5828 | -154.9693 | United States | US | USA | Hawaii |  | 11479 | 1840029582
Hawera, Taranaki, New Zealand | Hawera | Hawera | -39.5833 | 174.2833 | New Zealand | NZ | NZL | Taranaki |  | 9810 | 1554872573
Hawick, Scottish Borders, The, United Kingdom | Hawick | Hawick | 55.422 | -2.787 | United Kingdom | GB | GBR | Scottish Borders, The |  | 14294 | 1826156666
Hawkesbury, Ontario, Canada | Hawkesbury | Hawkesbury | 45.6 | -74.6 | Canada | CA | CAN | Ontario |  | 10263 | 1124065659
Hawkinge, Kent, United Kingdom | Hawkinge | Hawkinge | 51.117 | 1.1638 | United Kingdom | GB | GBR | Kent |  | 8002 | 1826871537
Haworth, Bradford, United Kingdom | Haworth | Haworth | 53.83 | -1.96 | United Kingdom | GB | GBR | Bradford |  | 6379 | 1826616247
Hawthorn Woods, Illinois, United States | Hawthorn Woods | Hawthorn Woods | 42.2313 | -88.0623 | United States | US | USA | Illinois |  | 8666 | 1840011154
Hawthorne, California, United States | Hawthorne | Hawthorne | 33.9146 | -118.3476 | United States | US | USA | California |  | 86068 | 1840020486
Hawthorne, New Jersey, United States | Hawthorne | Hawthorne | 40.9579 | -74.1581 | United States | US | USA | New Jersey |  | 18753 | 1840003513
Haxby, York, United Kingdom | Haxby | Haxby | 54.016 | -1.075 | United Kingdom | GB | GBR | York |  | 8428 | 1826072985
Haya, Red Sea, Sudan | Haya | Haya | 18.3461 | 36.3969 | Sudan | SD | SDN | Red Sea |  | 20000 | 1729440799
Hayashima, Okayama, Japan | Hayashima | Hayashima | 34.6006 | 133.8283 | Japan | JP | JPN | Okayama |  | 12409 | 1392761843
Hayden, Idaho, United States | Hayden | Hayden | 47.768 | -116.8039 | United States | US | USA | Idaho |  | 15434 | 1840019808
Haydock, St. Helens, United Kingdom | Haydock | Haydock | 53.4678 | -2.6609 | United Kingdom | GB | GBR | St. Helens |  | 11416 | 1826418141
Hayes, Hillingdon, United Kingdom | Hayes | Hayes | 51.5127 | -0.4211 | United Kingdom | GB | GBR | Hillingdon |  | 83564 | 1826539158
Hayes, Bromley, United Kingdom | Hayes | Hayes | 51.378 | 0.0192 | United Kingdom | GB | GBR | Bromley |  | 15906 | 1826550930
Hayesville, Oregon, United States | Hayesville | Hayesville | 44.9794 | -122.9739 | United States | US | USA | Oregon |  | 22272 | 1840034726
Hayle, Cornwall, United Kingdom | Hayle | Hayle | 50.183 | -5.416 | United Kingdom | GB | GBR | Cornwall |  | 8939 | 1826999750
Haymā’, Al Wusţá, Oman | Haymā’ | Hayma' | 19.9333 | 56.3167 | Oman | OM | OMN | Al Wusţá | admin |  | 1512927824
Haymana, Ankara, Turkey | Haymana | Haymana | 39.4311 | 32.4956 | Turkey | TR | TUR | Ankara | minor | 45931 | 1792299517
Hays, Kansas, United States | Hays | Hays | 38.8815 | -99.3218 | United States | US | USA | Kansas |  | 21421 | 1840001628
Haysville, Kansas, United States | Haysville | Haysville | 37.5649 | -97.3527 | United States | US | USA | Kansas |  | 11338 | 1840007568
Haysyn, Vinnyts’ka Oblast’, Ukraine | Haysyn | Haysyn | 48.8094 | 29.3906 | Ukraine | UA | UKR | Vinnyts’ka Oblast’ | minor | 25672 | 1804988265
Hayward, California, United States | Hayward | Hayward | 37.6328 | -122.0772 | United States | US | USA | California |  | 159203 | 1840020293
Haywards Heath, West Sussex, United Kingdom | Haywards Heath | Haywards Heath | 51.0048 | -0.0979 | United Kingdom | GB | GBR | West Sussex |  | 22800 | 1826565038
Hazard, Kentucky, United States | Hazard | Hazard | 37.2583 | -83.1977 | United States | US | USA | Kentucky |  | 8118 | 1840014376
Hazebrouck, Hauts-de-France, France | Hazebrouck | Hazebrouck | 50.725 | 2.5392 | France | FR | FRA | Hauts-de-France |  | 21441 | 1250140504
Hazel Crest, Illinois, United States | Hazel Crest | Hazel Crest | 41.5732 | -87.6899 | United States | US | USA | Illinois |  | 13565 | 1840011260
Hazel Dell, Washington, United States | Hazel Dell | Hazel Dell | 45.6797 | -122.6553 | United States | US | USA | Washington |  | 21066 | 1840037662
Hazel Grove, Stockport, United Kingdom | Hazel Grove | Hazel Grove | 53.375 | -2.111 | United Kingdom | GB | GBR | Stockport |  | 15265 | 1826167274
Hazel Park, Michigan, United States | Hazel Park | Hazel Park | 42.4619 | -83.0977 | United States | US | USA | Michigan |  | 16347 | 1840002444
Hazelwood, Missouri, United States | Hazelwood | Hazelwood | 38.7931 | -90.3899 | United States | US | USA | Missouri |  | 25117 | 1840007453
Hazle, Pennsylvania, United States | Hazle | Hazle | 40.9561 | -75.9992 | United States | US | USA | Pennsylvania |  | 9520 | 1840148627
Hazlet, New Jersey, United States | Hazlet | Hazlet | 40.4265 | -74.1711 | United States | US | USA | New Jersey |  | 19908 | 1840081651
Hazleton, Pennsylvania, United States | Hazleton | Hazleton | 40.9504 | -75.9724 | United States | US | USA | Pennsylvania |  | 55604 | 1840000753
Headley, Hampshire, United Kingdom | Headley | Headley | 51.1192 | -0.8271 | United Kingdom | GB | GBR | Hampshire |  | 5613 | 1826491547
Heage, Derbyshire, United Kingdom | Heage | Heage | 53.05 | -1.447 | United Kingdom | GB | GBR | Derbyshire |  | 5013 | 1826178379
Healdsburg, California, United States | Healdsburg | Healdsburg | 38.6229 | -122.8651 | United States | US | USA | California |  | 11845 | 1840020242
Healesville, Victoria, Australia | Healesville | Healesville | -37.6561 | 145.5139 | Australia | AU | AUS | Victoria |  | 7461 | 1036553015
Heanor, Derbyshire, United Kingdom | Heanor | Heanor | 53.014 | -1.354 | United Kingdom | GB | GBR | Derbyshire |  | 17251 | 1826825779
Hearst, Ontario, Canada | Hearst | Hearst | 49.6869 | -83.6544 | Canada | CA | CAN | Ontario |  | 5070 | 1124376843
Heath, Ohio, United States | Heath | Heath | 40.0241 | -82.4412 | United States | US | USA | Ohio |  | 10942 | 1840001418
Heath, Texas, United States | Heath | Heath | 32.8444 | -96.4679 | United States | US | USA | Texas |  | 9331 | 1840020716
Heathcote, New Jersey, United States | Heathcote | Heathcote | 40.3908 | -74.5756 | United States | US | USA | New Jersey |  | 6189 | 1840033480
Heathrow, Florida, United States | Heathrow | Heathrow | 28.7753 | -81.3721 | United States | US | USA | Florida |  | 6364 | 1840014070
Hebburn, South Tyneside, United Kingdom | Hebburn | Hebburn | 54.9718 | -1.5128 | United Kingdom | GB | GBR | South Tyneside |  | 16492 | 1826146139
Heber, Utah, United States | Heber | Heber | 40.5068 | -111.3984 | United States | US | USA | Utah |  | 25877 | 1840074861
Heber Springs, Arkansas, United States | Heber Springs | Heber Springs | 35.5003 | -92.0332 | United States | US | USA | Arkansas |  | 6136 | 1840014543
Hebi, Henan, China | Hebi | Hebi | 35.7497 | 114.2887 | China | CN | CHN | Henan |  | 1419000 | 1156114258
Hebron, Connecticut, United States | Hebron | Hebron | 41.6594 | -72.3905 | United States | US | USA | Connecticut |  | 9522 | 1840035074
Hebron, Kentucky, United States | Hebron | Hebron | 39.0626 | -84.709 | United States | US | USA | Kentucky |  | 6160 | 1840026680
Hecelchakán, Campeche, Mexico | Hecelchakán | Hecelchakan | 20.1667 | -90.1333 | Mexico | MX | MEX | Campeche | minor | 10285 | 1484700920
Hechi, Guangxi, China | Hechi | Hechi | 23.0965 | 109.6091 | China | CN | CHN | Guangxi |  | 3830000 | 1156868701
Hechi, Guangxi, China | Hechi | Hechi | 24.6928 | 108.085 | China | CN | CHN | Guangxi |  | 3369251 | 1156167204
Hechingen, Baden-Württemberg, Germany | Hechingen | Hechingen | 48.3517 | 8.9633 | Germany | DE | DEU | Baden-Württemberg |  | 19324 | 1276884131
Hecklingen, Saxony-Anhalt, Germany | Hecklingen | Hecklingen | 51.85 | 11.5167 | Germany | DE | DEU | Saxony-Anhalt |  | 6970 | 1276749682
Heckmondwike, Kirklees, United Kingdom | Heckmondwike | Heckmondwike | 53.708 | -1.67 | United Kingdom | GB | GBR | Kirklees |  | 16986 | 1826586883
Hednesford, Staffordshire, United Kingdom | Hednesford | Hednesford | 52.7115 | -2.0006 | United Kingdom | GB | GBR | Staffordshire |  | 17343 | 1826749949
Hedon, East Riding of Yorkshire, United Kingdom | Hedon | Hedon | 53.7395 | -0.1948 | United Kingdom | GB | GBR | East Riding of Yorkshire |  | 7100 | 1826368634
Hedong, Jilin, China | Hedong | Hedong | 42.5404 | 129.0039 | China | CN | CHN | Jilin |  | 197885 | 1156223178
Hefei, Anhui, China | Hefei | Hefei | 31.8639 | 117.2808 | China | CN | CHN | Anhui | admin | 7457027 | 1156332710
Hegang, Heilongjiang, China | Hegang | Hegang | 47.3139 | 130.2775 | China | CN | CHN | Heilongjiang | minor | 1100000 | 1156541759
Heide, Schleswig-Holstein, Germany | Heide | Heide | 54.1961 | 9.0933 | Germany | DE | DEU | Schleswig-Holstein | minor | 21684 | 1276473220
Heidelberg, Baden-Württemberg, Germany | Heidelberg | Heidelberg | 49.4122 | 8.71 | Germany | DE | DEU | Baden-Württemberg | minor | 160355 | 1276519742
Heidenau, Saxony, Germany | Heidenau | Heidenau | 50.9833 | 13.8667 | Germany | DE | DEU | Saxony |  | 16593 | 1276588672
Heidenheim, Baden-Württemberg, Germany | Heidenheim | Heidenheim | 48.6761 | 10.1544 | Germany | DE | DEU | Baden-Württemberg | minor | 49526 | 1276168895
Heihe, Heilongjiang, China | Heihe | Heihe | 50.2458 | 127.4886 | China | CN | CHN | Heilongjiang | minor | 1750000 | 1156339225
Heilbad Heiligenstadt, Thuringia, Germany | Heilbad Heiligenstadt | Heilbad Heiligenstadt | 51.3775 | 10.1344 | Germany | DE | DEU | Thuringia | minor | 17105 | 1276037701
Heilbronn, Baden-Württemberg, Germany | Heilbronn | Heilbronn | 49.1404 | 9.218 | Germany | DE | DEU | Baden-Württemberg | minor | 125960 | 1276377359
Heiligenhafen, Schleswig-Holstein, Germany | Heiligenhafen | Heiligenhafen | 54.3739 | 10.9797 | Germany | DE | DEU | Schleswig-Holstein |  | 9211 | 1276378464
Heiligenhaus, North Rhine-Westphalia, Germany | Heiligenhaus | Heiligenhaus | 51.3265 | 6.971 | Germany | DE | DEU | North Rhine-Westphalia |  | 26335 | 1276630818
Heilsbronn, Bavaria, Germany | Heilsbronn | Heilsbronn | 49.3386 | 10.7908 | Germany | DE | DEU | Bavaria |  | 9670 | 1276724619
Heimsheim, Baden-Württemberg, Germany | Heimsheim | Heimsheim | 48.8056 | 8.8619 | Germany | DE | DEU | Baden-Württemberg |  | 5035 | 1276569364
Heinola, Päijät-Häme, Finland | Heinola | Heinola | 61.2028 | 26.0319 | Finland | FI | FIN | Päijät-Häme | minor | 19575 | 1246846423
Heinsberg, North Rhine-Westphalia, Germany | Heinsberg | Heinsberg | 51.0631 | 6.0964 | Germany | DE | DEU | North Rhine-Westphalia | minor | 41946 | 1276000099
Heitersheim, Baden-Württemberg, Germany | Heitersheim | Heitersheim | 47.8753 | 7.6547 | Germany | DE | DEU | Baden-Württemberg |  | 6257 | 1276661472
Hejian, Hebei, China | Hejian | Hejian | 38.4451 | 116.0897 | China | CN | CHN | Hebei |  | 810306 | 1156405731
Hejin, Shanxi, China | Hejin | Hejin | 35.5914 | 110.706 | China | CN | CHN | Shanxi |  | 395527 | 1156225234
Hekinan, Aichi, Japan | Hekinan | Hekinan | 34.8833 | 137 | Japan | JP | JPN | Aichi |  | 72875 | 1392819275
Helena, Montana, United States | Helena | Helena | 46.5965 | -112.0202 | United States | US | USA | Montana | admin | 52936 | 1840019820
Helena, Alabama, United States | Helena | Helena | 33.2845 | -86.8756 | United States | US | USA | Alabama |  | 19925 | 1840014827
Helena Valley Southeast, Montana, United States | Helena Valley Southeast | Helena Valley Southeast | 46.6175 | -111.9186 | United States | US | USA | Montana |  | 8067 | 1840074075
Helena Valley West Central, Montana, United States | Helena Valley West Central | Helena Valley West Central | 46.6634 | -112.0604 | United States | US | USA | Montana |  | 8277 | 1840074081
Helena-West Helena, Arkansas, United States | Helena-West Helena | Helena-West Helena | 34.5314 | -90.6201 | United States | US | USA | Arkansas |  | 9493 | 1840027858
Helensburgh, Argyll and Bute, United Kingdom | Helensburgh | Helensburgh | 56.0166 | -4.7333 | United Kingdom | GB | GBR | Argyll and Bute |  | 15430 | 1826378273
Helensburgh, New South Wales, Australia | Helensburgh | Helensburgh | -34.1833 | 151 | Australia | AU | AUS | New South Wales |  | 6383 | 1036359360
Helixi, Anhui, China | Helixi | Helixi | 30.6267 | 118.9861 | China | CN | CHN | Anhui | minor | 376857 | 1156734041
Hellam, Pennsylvania, United States | Hellam | Hellam | 40.0206 | -76.5962 | United States | US | USA | Pennsylvania |  | 5965 | 1840151962
Hellertown, Pennsylvania, United States | Hellertown | Hellertown | 40.5811 | -75.3378 | United States | US | USA | Pennsylvania |  | 5831 | 1840000973
Hellesdon, Norfolk, United Kingdom | Hellesdon | Hellesdon | 52.6485 | 1.2509 | United Kingdom | GB | GBR | Norfolk |  | 10957 | 1826464470
Helmbrechts, Bavaria, Germany | Helmbrechts | Helmbrechts | 50.2368 | 11.7159 | Germany | DE | DEU | Bavaria |  | 8413 | 1276467392
Helmshore, Lancashire, United Kingdom | Helmshore | Helmshore | 53.687 | -2.329 | United Kingdom | GB | GBR | Lancashire |  | 5805 | 1826093831
Helmstedt, Lower Saxony, Germany | Helmstedt | Helmstedt | 52.2281 | 11.0106 | Germany | DE | DEU | Lower Saxony | minor | 25728 | 1276360393
Helotes, Texas, United States | Helotes | Helotes | 29.5693 | -98.6956 | United States | US | USA | Texas |  | 9961 | 1840020957
Helsingborg, Skåne, Sweden | Helsingborg | Helsingborg | 56.0424 | 12.721 | Sweden | SE | SWE | Skåne | minor | 112496 | 1752789933
Helsinki, Uusimaa, Finland | Helsinki | Helsinki | 60.1756 | 24.9342 | Finland | FI | FIN | Uusimaa | primary | 642045 | 1246177997
Helston, Cornwall, United Kingdom | Helston | Helston | 50.1 | -5.27 | United Kingdom | GB | GBR | Cornwall |  | 11178 | 1826301318
Hemau, Bavaria, Germany | Hemau | Hemau | 49.0519 | 11.7828 | Germany | DE | DEU | Bavaria |  | 9224 | 1276739454
Hemel Hempstead, Hertfordshire, United Kingdom | Hemel Hempstead | Hemel Hempstead | 51.7526 | -0.4692 | United Kingdom | GB | GBR | Hertfordshire |  | 97500 | 1826374836
Hemer, North Rhine-Westphalia, Germany | Hemer | Hemer | 51.3833 | 7.7667 | Germany | DE | DEU | North Rhine-Westphalia |  | 34080 | 1276327126
Hemet, California, United States | Hemet | Hemet | 33.7341 | -116.9969 | United States | US | USA | California |  | 177253 | 1840020550
Hemmingen, Lower Saxony, Germany | Hemmingen | Hemmingen | 52.3236 | 9.7256 | Germany | DE | DEU | Lower Saxony |  | 18998 | 1276579217
Hemmoor, Lower Saxony, Germany | Hemmoor | Hemmoor | 53.7025 | 9.1394 | Germany | DE | DEU | Lower Saxony |  | 8673 | 1276546938
Hempfield, Pennsylvania, United States | Hempfield | Hempfield | 40.2847 | -79.5841 | United States | US | USA | Pennsylvania |  | 41154 | 1840151151
Hempstead, New York, United States | Hempstead | Hempstead | 40.6629 | -73.6089 | United States | US | USA | New York |  | 768057 | 1840005293
Hempstead, Texas, United States | Hempstead | Hempstead | 30.1004 | -96.0779 | United States | US | USA | Texas |  | 8107 | 1840020913
Hemsbach, Baden-Württemberg, Germany | Hemsbach | Hemsbach | 49.5903 | 8.6564 | Germany | DE | DEU | Baden-Württemberg |  | 11968 | 1276078759
Hemsworth, Wakefield, United Kingdom | Hemsworth | Hemsworth | 53.61 | -1.35 | United Kingdom | GB | GBR | Wakefield |  | 15350 | 1826714452
Hendaye, Nouvelle-Aquitaine, France | Hendaye | Hendaye | 43.3586 | -1.7744 | France | FR | FRA | Nouvelle-Aquitaine |  | 16484 | 1250942695
Henderson, Nevada, United States | Henderson | Henderson | 36.0133 | -115.038 | United States | US | USA | Nevada |  | 320189 | 1840020361
Henderson, Kentucky, United States | Henderson | Henderson | 37.8397 | -87.5798 | United States | US | USA | Kentucky |  | 28207 | 1840014337
Henderson, North Carolina, United States | Henderson | Henderson | 36.3259 | -78.4155 | United States | US | USA | North Carolina |  | 20238 | 1840014433
Henderson, Texas, United States | Henderson | Henderson | 32.1576 | -94.796 | United States | US | USA | Texas |  | 14569 | 1840020767
Henderson, Tennessee, United States | Henderson | Henderson | 35.4446 | -88.6531 | United States | US | USA | Tennessee |  | 6073 | 1840014550
Hendersonville, Tennessee, United States | Hendersonville | Hendersonville | 36.3063 | -86.5998 | United States | US | USA | Tennessee |  | 58113 | 1840014419
Hendersonville, North Carolina, United States | Hendersonville | Hendersonville | 35.3242 | -82.4576 | United States | US | USA | North Carolina |  | 14157 | 1840014561
Hendon, Barnet, United Kingdom | Hendon | Hendon | 51.5837 | -0.2252 | United Kingdom | GB | GBR | Barnet |  | 52972 | 1826052476
Henfield, West Sussex, United Kingdom | Henfield | Henfield | 50.933 | -0.277 | United Kingdom | GB | GBR | West Sussex |  | 5012 | 1826261536
Hengoed, Caerphilly, United Kingdom | Hengoed | Hengoed | 51.65 | -3.23 | United Kingdom | GB | GBR | Caerphilly |  | 5548 | 1826000038
Hengshui, Hebei, China | Hengshui | Hengshui | 37.7348 | 115.686 | China | CN | CHN | Hebei |  | 4150000 | 1156803028
Hengyang, Hunan, China | Hengyang | Hengyang | 26.8968 | 112.5857 | China | CN | CHN | Hunan |  | 7148344 | 1156696884
Heniches’k, Khersons’ka Oblast’, Ukraine | Heniches’k | Heniches'k | 46.1769 | 34.7989 | Ukraine | UA | UKR | Khersons’ka Oblast’ | minor | 19869 | 1804703441
Hénin-Beaumont, Hauts-de-France, France | Hénin-Beaumont | Henin-Beaumont | 50.4217 | 2.9508 | France | FR | FRA | Hauts-de-France |  | 26022 | 1250614137
Henley on Thames, Oxfordshire, United Kingdom | Henley on Thames | Henley on Thames | 51.536 | -0.898 | United Kingdom | GB | GBR | Oxfordshire |  | 11619 | 1826580742
Hennigsdorf, Brandenburg, Germany | Hennigsdorf | Hennigsdorf | 52.6378 | 13.2036 | Germany | DE | DEU | Brandenburg |  | 26272 | 1276509399
Henrietta, New York, United States | Henrietta | Henrietta | 43.0555 | -77.6413 | United States | US | USA | New York |  | 43327 | 1840058179
Henryetta, Oklahoma, United States | Henryetta | Henryetta | 35.4421 | -95.9848 | United States | US | USA | Oklahoma |  | 6162 | 1840020398
Heppenheim, Hesse, Germany | Heppenheim | Heppenheim | 49.6415 | 8.645 | Germany | DE | DEU | Hesse | minor | 26023 | 1276763901
Herāt, Herāt, Afghanistan | Herāt | Herat | 34.3738 | 62.1792 | Afghanistan | AF | AFG | Herāt | admin | 436300 | 1004237782
Herbolzheim, Baden-Württemberg, Germany | Herbolzheim | Herbolzheim | 48.2219 | 7.7775 | Germany | DE | DEU | Baden-Württemberg |  | 11065 | 1276610094
Herborn, Hesse, Germany | Herborn | Herborn | 50.6825 | 8.3061 | Germany | DE | DEU | Hesse |  | 20603 | 1276002994
Herbrechtingen, Baden-Württemberg, Germany | Herbrechtingen | Herbrechtingen | 48.6253 | 10.1739 | Germany | DE | DEU | Baden-Württemberg |  | 13051 | 1276327261
Herceg Novi, Herceg Novi, Montenegro | Herceg Novi | Herceg Novi | 42.4531 | 18.5375 | Montenegro | ME | MNE | Herceg Novi | admin | 16493 | 1499673791
Herculândia, São Paulo, Brazil | Herculândia | Herculandia | -22.0036 | -50.3853 | Brazil | BR | BRA | São Paulo |  | 9278 | 1076531050
Hercules, California, United States | Hercules | Hercules | 38.0064 | -122.2564 | United States | US | USA | California |  | 26276 | 1840020276
Herdecke, North Rhine-Westphalia, Germany | Herdecke | Herdecke | 51.4 | 7.4333 | Germany | DE | DEU | North Rhine-Westphalia |  | 22733 | 1276078079
Herdorf, Rhineland-Palatinate, Germany | Herdorf | Herdorf | 50.7775 | 7.9547 | Germany | DE | DEU | Rhineland-Palatinate |  | 6498 | 1276667010
Heredia, Heredia, Costa Rica | Heredia | Heredia | 9.9985 | -84.1169 | Costa Rica | CR | CRI | Heredia | admin | 22700 | 1188210837
Hereford, Herefordshire, United Kingdom | Hereford | Hereford | 52.0565 | -2.716 | United Kingdom | GB | GBR | Herefordshire |  | 55955 | 1826996583
Hereford, Texas, United States | Hereford | Hereford | 34.8232 | -102.4001 | United States | US | USA | Texas |  | 15164 | 1840020462
Herentals, Flanders, Belgium | Herentals | Herentals | 51.1767 | 4.8364 | Belgium | BE | BEL | Flanders |  | 28272 | 1056125768
Herford, North Rhine-Westphalia, Germany | Herford | Herford | 52.1146 | 8.6734 | Germany | DE | DEU | North Rhine-Westphalia | minor | 66608 | 1276588147
Heringen, Hesse, Germany | Heringen | Heringen | 50.8872 | 10.0056 | Germany | DE | DEU | Hesse |  | 7187 | 1276340154
Herisau, Appenzell Ausserrhoden, Switzerland | Herisau | Herisau | 47.3851 | 9.2786 | Switzerland | CH | CHE | Appenzell Ausserrhoden |  | 15780 | 1756581563
Herk-de-Stad, Flanders, Belgium | Herk-de-Stad | Herk-de-Stad | 50.9406 | 5.1672 | Belgium | BE | BEL | Flanders |  | 12661 | 1056088942
Herkimer, New York, United States | Herkimer | Herkimer | 43.061 | -74.9894 | United States | US | USA | New York |  | 9806 | 1840004148
Hermantown, Minnesota, United States | Hermantown | Hermantown | 46.8058 | -92.2407 | United States | US | USA | Minnesota |  | 9637 | 1840006593
Hermanus, Western Cape, South Africa | Hermanus | Hermanus | -34.4167 | 19.3 | South Africa | ZA | ZAF | Western Cape |  | 25153 | 1710409701
Hermeskeil, Rhineland-Palatinate, Germany | Hermeskeil | Hermeskeil | 49.6572 | 6.9489 | Germany | DE | DEU | Rhineland-Palatinate |  | 6492 | 1276049927
Hermiston, Oregon, United States | Hermiston | Hermiston | 45.8323 | -119.2858 | United States | US | USA | Oregon |  | 29512 | 1840019915
Hermitage, Pennsylvania, United States | Hermitage | Hermitage | 41.2305 | -80.4414 | United States | US | USA | Pennsylvania |  | 15471 | 1840000732
Hermon, Maine, United States | Hermon | Hermon | 44.8141 | -68.9087 | United States | US | USA | Maine |  | 5867 | 1840052853
Hermosa Beach, California, United States | Hermosa Beach | Hermosa Beach | 33.8654 | -118.3966 | United States | US | USA | California |  | 19320 | 1840020487
Hermosillo, Sonora, Mexico | Hermosillo | Hermosillo | 29.0989 | -110.9542 | Mexico | MX | MEX | Sonora | admin | 812229 | 1484015319
Hermsdorf, Thuringia, Germany | Hermsdorf | Hermsdorf | 50.8981 | 11.8567 | Germany | DE | DEU | Thuringia |  | 7893 | 1276816983
Hernando, Mississippi, United States | Hernando | Hernando | 34.85 | -89.9922 | United States | US | USA | Mississippi |  | 16399 | 1840014642
Hernando, Florida, United States | Hernando | Hernando | 28.9451 | -82.3781 | United States | US | USA | Florida |  | 8727 | 1840014058
Herndon, Virginia, United States | Herndon | Herndon | 38.9699 | -77.3867 | United States | US | USA | Virginia |  | 24601 | 1840006037
Herne, North Rhine-Westphalia, Germany | Herne | Herne | 51.5426 | 7.219 | Germany | DE | DEU | North Rhine-Westphalia | minor | 156374 | 1276656117
Herne, Kent, United Kingdom | Herne | Herne | 51.3492 | 1.1331 | United Kingdom | GB | GBR | Kent |  | 7325 | 1826808602
Herne Bay, Kent, United Kingdom | Herne Bay | Herne Bay | 51.37 | 1.13 | United Kingdom | GB | GBR | Kent |  | 38563 | 1826454069
Heroica Caborca, Sonora, Mexico | Heroica Caborca | Heroica Caborca | 30.7167 | -112.15 | Mexico | MX | MEX | Sonora | minor | 59922 | 1484993432
Heroica Ciudad de Tlaxiaco, Oaxaca, Mexico | Heroica Ciudad de Tlaxiaco | Heroica Ciudad de Tlaxiaco | 17.2704 | -97.68 | Mexico | MX | MEX | Oaxaca | minor | 21391 | 1484201826
Heroica Guaymas, Sonora, Mexico | Heroica Guaymas | Heroica Guaymas | 27.9183 | -110.8989 | Mexico | MX | MEX | Sonora | minor | 134153 | 1484689704
Heroica Matamoros, Tamaulipas, Mexico | Heroica Matamoros | Heroica Matamoros | 25.8797 | -97.5042 | Mexico | MX | MEX | Tamaulipas | minor | 520367 | 1484614906
Heroica Nogales, Sonora, Mexico | Heroica Nogales | Heroica Nogales | 31.3186 | -110.9458 | Mexico | MX | MEX | Sonora | minor | 220292 | 1484364591
Hérouville-Saint-Clair, Normandie, France | Hérouville-Saint-Clair | Herouville-Saint-Clair | 49.2044 | -0.3253 | France | FR | FRA | Normandie |  | 22954 | 1250401082
Herrenberg, Baden-Württemberg, Germany | Herrenberg | Herrenberg | 48.5967 | 8.8708 | Germany | DE | DEU | Baden-Württemberg |  | 31545 | 1276549799
Herrieden, Bavaria, Germany | Herrieden | Herrieden | 49.233 | 10.5064 | Germany | DE | DEU | Bavaria |  | 7999 | 1276520323
Herriman, Utah, United States | Herriman | Herriman | 40.4899 | -112.0171 | United States | US | USA | Utah |  | 51348 | 1840020155
Herrin, Illinois, United States | Herrin | Herrin | 37.7983 | -89.0305 | United States | US | USA | Illinois |  | 12687 | 1840007576
Herrnhut, Saxony, Germany | Herrnhut | Herrnhut | 51.0167 | 14.7417 | Germany | DE | DEU | Saxony |  | 5922 | 1276542270
Hersbruck, Bavaria, Germany | Hersbruck | Hersbruck | 49.5081 | 11.4328 | Germany | DE | DEU | Bavaria |  | 12512 | 1276272170
Hersham, Surrey, United Kingdom | Hersham | Hersham | 51.3681 | -0.4008 | United Kingdom | GB | GBR | Surrey |  | 12414 | 1826749539
Hershey, Pennsylvania, United States | Hershey | Hershey | 40.2806 | -76.6458 | United States | US | USA | Pennsylvania |  | 14542 | 1840005400
Herten, North Rhine-Westphalia, Germany | Herten | Herten | 51.6 | 7.1333 | Germany | DE | DEU | North Rhine-Westphalia |  | 61791 | 1276440470
Hertford, Hertfordshire, United Kingdom | Hertford | Hertford | 51.795 | -0.078 | United Kingdom | GB | GBR | Hertfordshire |  | 26783 | 1826912872
Hervey Bay, Queensland, Australia | Hervey Bay | Hervey Bay | -25.2853 | 152.8728 | Australia | AU | AUS | Queensland |  | 54674 | 1036833938
Herzberg, Brandenburg, Germany | Herzberg | Herzberg | 51.6831 | 13.2331 | Germany | DE | DEU | Brandenburg | minor | 9027 | 1276357277
Herzberg am Harz, Lower Saxony, Germany | Herzberg am Harz | Herzberg am Harz | 51.6556 | 10.3394 | Germany | DE | DEU | Lower Saxony |  | 12889 | 1276001736
Herẕliyya, Tel Aviv, Israel | Herẕliyya | Herzliyya | 32.1556 | 34.8422 | Israel | IL | ISR | Tel Aviv |  | 93989 | 1376303805
Herzogenaurach, Bavaria, Germany | Herzogenaurach | Herzogenaurach | 49.5667 | 10.8833 | Germany | DE | DEU | Bavaria |  | 23126 | 1276809658
Herzogenburg, Niederösterreich, Austria | Herzogenburg | Herzogenburg | 48.2833 | 15.6833 | Austria | AT | AUT | Niederösterreich |  | 7771 | 1040570527
Herzogenrath, North Rhine-Westphalia, Germany | Herzogenrath | Herzogenrath | 50.8667 | 6.1 | Germany | DE | DEU | North Rhine-Westphalia |  | 46402 | 1276873875
Heshan, Guangdong, China | Heshan | Heshan | 22.7697 | 112.9578 | China | CN | CHN | Guangdong |  | 494938 | 1156013872
Hesperia, California, United States | Hesperia | Hesperia | 34.3975 | -117.3147 | United States | US | USA | California |  | 95750 | 1840020404
Hessisch Lichtenau, Hesse, Germany | Hessisch Lichtenau | Hessisch Lichtenau | 51.2 | 9.7167 | Germany | DE | DEU | Hesse |  | 12359 | 1276002742
Hessisch Oldendorf, Lower Saxony, Germany | Hessisch Oldendorf | Hessisch Oldendorf | 52.1667 | 9.25 | Germany | DE | DEU | Lower Saxony |  | 18130 | 1276530384
Hessle, East Riding of Yorkshire, United Kingdom | Hessle | Hessle | 53.7239 | -0.4319 | United Kingdom | GB | GBR | East Riding of Yorkshire |  | 15000 | 1826433714
Heswall, Wirral, United Kingdom | Heswall | Heswall | 53.328 | -3.099 | United Kingdom | GB | GBR | Wirral |  | 13401 | 1826689320
Heṭauḍā, Nārāyanī, Nepal | Heṭauḍā | Hetauda | 27.4167 | 85.0333 | Nepal | NP | NPL | Nārāyanī | admin | 84671 | 1524551914
Hethersett, Norfolk, United Kingdom | Hethersett | Hethersett | 52.5983 | 1.1833 | United Kingdom | GB | GBR | Norfolk |  | 5691 | 1826313162
Hetton le Hole, Sunderland, United Kingdom | Hetton le Hole | Hetton le Hole | 54.8208 | -1.4488 | United Kingdom | GB | GBR | Sunderland |  | 14402 | 1826816233
Hettstedt, Saxony-Anhalt, Germany | Hettstedt | Hettstedt | 51.6333 | 11.5 | Germany | DE | DEU | Saxony-Anhalt |  | 14023 | 1276039853
Heubach, Baden-Württemberg, Germany | Heubach | Heubach | 48.7833 | 9.9333 | Germany | DE | DEU | Baden-Württemberg |  | 9774 | 1276568606
Heusenstamm, Hesse, Germany | Heusenstamm | Heusenstamm | 50.0596 | 8.8068 | Germany | DE | DEU | Hesse |  | 18973 | 1276666927
Heves, Heves, Hungary | Heves | Heves | 47.6 | 20.2833 | Hungary | HU | HUN | Heves | minor | 10275 | 1348843058
Hewitt, Texas, United States | Hewitt | Hewitt | 31.452 | -97.196 | United States | US | USA | Texas |  | 14937 | 1840020809
Hewlett, New York, United States | Hewlett | Hewlett | 40.6422 | -73.6942 | United States | US | USA | New York |  | 6484 | 1840005265
Hexham, Northumberland, United Kingdom | Hexham | Hexham | 54.971 | -2.101 | United Kingdom | GB | GBR | Northumberland |  | 11829 | 1826406735
Heybridge, Essex, United Kingdom | Heybridge | Heybridge | 51.7417 | 0.6897 | United Kingdom | GB | GBR | Essex |  | 8175 | 1826355161
Heydərabad, Sədərək, Azerbaijan | Heydərabad | Heydarabad | 39.7229 | 44.8485 | Azerbaijan | AZ | AZE | Sədərək | admin |  | 1031540160
Heyin, Qinghai, China | Heyin | Heyin | 36.0451 | 101.4242 | China | CN | CHN | Qinghai | minor | 7642 | 1156514054
Heysham, Lancashire, United Kingdom | Heysham | Heysham | 54.046 | -2.894 | United Kingdom | GB | GBR | Lancashire |  | 17016 | 1826178724
Heyuan, Guangdong, China | Heyuan | Heyuan | 23.7503 | 114.6923 | China | CN | CHN | Guangdong | minor | 3093900 | 1156665165
Heywood, Rochdale, United Kingdom | Heywood | Heywood | 53.59 | -2.219 | United Kingdom | GB | GBR | Rochdale |  | 28205 | 1826591970
Heze, Shandong, China | Heze | Heze | 35.2333 | 115.4333 | China | CN | CHN | Shandong | minor | 8750000 | 1156225008
Hezuo, Gansu, China | Hezuo | Hezuo | 34.9984 | 102.91 | China | CN | CHN | Gansu | minor | 90290 | 1156739933
Hialeah, Florida, United States | Hialeah | Hialeah | 25.8696 | -80.3046 | United States | US | USA | Florida |  | 233339 | 1840015157
Hialeah Gardens, Florida, United States | Hialeah Gardens | Hialeah Gardens | 25.8878 | -80.3569 | United States | US | USA | Florida |  | 23474 | 1840015158
Hiawatha, Iowa, United States | Hiawatha | Hiawatha | 42.0547 | -91.6911 | United States | US | USA | Iowa |  | 7420 | 1840006989
Hibbing, Minnesota, United States | Hibbing | Hibbing | 47.3981 | -92.9487 | United States | US | USA | Minnesota |  | 11257 | 1840006594
Hickam Housing, Hawaii, United States | Hickam Housing | Hickam Housing | 21.3311 | -157.9474 | United States | US | USA | Hawaii |  | 9258 | 1840075009
Hickory, North Carolina, United States | Hickory | Hickory | 35.7425 | -81.323 | United States | US | USA | North Carolina |  | 218323 | 1840014524
Hickory Hills, Illinois, United States | Hickory Hills | Hickory Hills | 41.7248 | -87.8281 | United States | US | USA | Illinois |  | 13710 | 1840007030
Hicksville, New York, United States | Hicksville | Hicksville | 40.7637 | -73.5245 | United States | US | USA | New York |  | 42649 | 1840005266
Hidaka, Saitama, Japan | Hidaka | Hidaka | 35.9078 | 139.3392 | Japan | JP | JPN | Saitama |  | 55241 | 1392984149
Hidalgo, Texas, United States | Hidalgo | Hidalgo | 26.109 | -98.2463 | United States | US | USA | Texas |  | 14183 | 1840021023
Hidalgotitlán, Veracruz, Mexico | Hidalgotitlán | Hidalgotitlan | 17.7833 | -94.6333 | Mexico | MX | MEX | Veracruz | minor | 19587 | 1484749313
Hidden Valley, Indiana, United States | Hidden Valley | Hidden Valley | 39.1673 | -84.8444 | United States | US | USA | Indiana |  | 5449 | 1840005881
Hidden Valley Lake, California, United States | Hidden Valley Lake | Hidden Valley Lake | 38.8003 | -122.5505 | United States | US | USA | California |  | 6044 | 1840017549
Higashi-asahikawa, Hokkaidō, Japan | Higashi-asahikawa | Higashi-asahikawa | 43.6989 | 142.51 | Japan | JP | JPN | Hokkaidō |  | 8310 | 1392026262
Higashi-Hiroshima, Hiroshima, Japan | Higashi-Hiroshima | Higashi-Hiroshima | 34.4167 | 132.7333 | Japan | JP | JPN | Hiroshima |  | 195805 | 1392464732
Higashikyōshin, Kagoshima, Japan | Higashikyōshin | Higashikyoshin | 31.3858 | 130.9733 | Japan | JP | JPN | Kagoshima |  | 6226 | 1392608481
Higashimatsushima, Miyagi, Japan | Higashimatsushima | Higashimatsushima | 38.4264 | 141.2106 | Japan | JP | JPN | Miyagi |  | 39138 | 1392705600
Higashi-Matsuyama, Saitama, Japan | Higashi-Matsuyama | Higashi-Matsuyama | 36.0422 | 139.4 | Japan | JP | JPN | Saitama |  | 92302 | 1392365792
Higashi-murayama, Tōkyō, Japan | Higashi-murayama | Higashi-murayama | 35.7547 | 139.4686 | Japan | JP | JPN | Tōkyō |  | 150186 | 1392034645
Higashine, Yamagata, Japan | Higashine | Higashine | 38.4314 | 140.3911 | Japan | JP | JPN | Yamagata |  | 47920 | 1392717466
Higashiōmi, Shiga, Japan | Higashiōmi | Higashiomi | 35.1128 | 136.2078 | Japan | JP | JPN | Shiga |  | 113165 | 1392117204
Higashi-ōsaka, Ōsaka, Japan | Higashi-ōsaka | Higashi-osaka | 34.6794 | 135.6008 | Japan | JP | JPN | Ōsaka |  | 494640 | 1392117396
Higashiyamato, Tōkyō, Japan | Higashiyamato | Higashiyamato | 35.7456 | 139.4267 | Japan | JP | JPN | Tōkyō |  | 84223 | 1392233405
High Ackworth, Wakefield, United Kingdom | High Ackworth | High Ackworth | 53.6408 | -1.3364 | United Kingdom | GB | GBR | Wakefield |  | 7049 | 1826617652
High Blantyre, South Lanarkshire, United Kingdom | High Blantyre | High Blantyre | 55.793 | -4.097 | United Kingdom | GB | GBR | South Lanarkshire |  | 16900 | 1826928486
High Point, North Carolina, United States | High Point | High Point | 35.9907 | -79.9938 | United States | US | USA | North Carolina |  | 179913 | 1840014479
High River, Alberta, Canada | High River | High River | 50.5808 | -113.8744 | Canada | CA | CAN | Alberta |  | 13584 | 1124607825
High Wycombe, Buckinghamshire, United Kingdom | High Wycombe | High Wycombe | 51.6287 | -0.7482 | United Kingdom | GB | GBR | Buckinghamshire |  | 125257 | 1826609342
Higham Ferrers, Northamptonshire, United Kingdom | Higham Ferrers | Higham Ferrers | 52.3057 | -0.5844 | United Kingdom | GB | GBR | Northamptonshire |  | 7145 | 1826895941
Highbridge, Somerset, United Kingdom | Highbridge | Highbridge | 51.2189 | -2.973 | United Kingdom | GB | GBR | Somerset |  | 5986 | 1826801598
Highbury, Islington, United Kingdom | Highbury | Highbury | 51.552 | -0.097 | United Kingdom | GB | GBR | Islington |  | 26664 | 1826640859
Highfields, Queensland, Australia | Highfields | Highfields | -27.4581 | 151.9492 | Australia | AU | AUS | Queensland |  | 8131 | 1036399510
Highgate, Camden, United Kingdom | Highgate | Highgate | 51.5716 | -0.1448 | United Kingdom | GB | GBR | Camden |  | 10955 | 1826674604
Highland, California, United States | Highland | Highland | 34.1113 | -117.1654 | United States | US | USA | California |  | 55417 | 1840020405
Highland, Indiana, United States | Highland | Highland | 41.5485 | -87.4587 | United States | US | USA | Indiana |  | 22316 | 1840010226
Highland, Utah, United States | Highland | Highland | 40.4275 | -111.7955 | United States | US | USA | Utah |  | 19175 | 1840020167
Highland, Illinois, United States | Highland | Highland | 38.7602 | -89.681 | United States | US | USA | Illinois |  | 11425 | 1840007425
Highland, New York, United States | Highland | Highland | 41.7179 | -73.9646 | United States | US | USA | New York |  | 5620 | 1840004716
Highland City, Florida, United States | Highland City | Highland City | 27.9633 | -81.8781 | United States | US | USA | Florida |  | 10641 | 1840014122
Highland Heights, Ohio, United States | Highland Heights | Highland Heights | 41.5518 | -81.4691 | United States | US | USA | Ohio |  | 8373 | 1840000605
Highland Heights, Kentucky, United States | Highland Heights | Highland Heights | 39.0355 | -84.4567 | United States | US | USA | Kentucky |  | 7065 | 1840014262
Highland Lakes, Alabama, United States | Highland Lakes | Highland Lakes | 33.397 | -86.6497 | United States | US | USA | Alabama |  | 5500 | 1840075149
Highland Park, New Jersey, United States | Highland Park | Highland Park | 40.5006 | -74.4283 | United States | US | USA | New Jersey |  | 13711 | 1840003636
Highland Park, Illinois, United States | Highland Park | Highland Park | 42.1823 | -87.8105 | United States | US | USA | Illinois |  | 29515 | 1840006973
Highland Park, Michigan, United States | Highland Park | Highland Park | 42.4052 | -83.0977 | United States | US | USA | Michigan |  | 10775 | 1840003982
Highland Park, Texas, United States | Highland Park | Highland Park | 32.8311 | -96.8012 | United States | US | USA | Texas |  | 9083 | 1840022058
Highland Springs, Virginia, United States | Highland Springs | Highland Springs | 37.5516 | -77.3285 | United States | US | USA | Virginia |  | 15855 | 1840006391
Highland Village, Texas, United States | Highland Village | Highland Village | 33.0897 | -97.0615 | United States | US | USA | Texas |  | 16668 | 1840020638
Highlands, New York, United States | Highlands | Highlands | 41.3601 | -74.0084 | United States | US | USA | New York |  | 12292 | 1840087533
Highlands, Texas, United States | Highlands | Highlands | 29.813 | -95.0577 | United States | US | USA | Texas |  | 7432 | 1840018254
Highlands Ranch, Colorado, United States | Highlands Ranch | Highlands Ranch | 39.5419 | -104.9708 | United States | US | USA | Colorado |  | 105147 | 1840028579
Hightstown, New Jersey, United States | Hightstown | Hightstown | 40.2686 | -74.5253 | United States | US | USA | New Jersey |  | 5304 | 1840003708
Highwood, Illinois, United States | Highwood | Highwood | 42.206 | -87.8128 | United States | US | USA | Illinois |  | 5224 | 1840006974
Highworth, Swindon, United Kingdom | Highworth | Highworth | 51.631 | -1.712 | United Kingdom | GB | GBR | Swindon |  | 8151 | 1826130096
Higuera de Zaragoza, Sinaloa, Mexico | Higuera de Zaragoza | Higuera de Zaragoza | 25.95 | -109.2833 | Mexico | MX | MEX | Sinaloa |  | 8976 | 1484471294
Higüey, Yuma, Dominican Republic | Higüey | Higuey | 18.616 | -68.708 | Dominican Republic | DO | DOM | Yuma | minor | 123787 | 1214313712
Hihyā, Ash Sharqīyah, Egypt | Hihyā | Hihya | 30.6687 | 31.5904 | Egypt | EG | EGY | Ash Sharqīyah |  | 66702 | 1818905246
Hiji, Ōita, Japan | Hiji | Hiji | 33.3694 | 131.5325 | Japan | JP | JPN | Ōita |  | 27947 | 1392251373
Hikari, Yamaguchi, Japan | Hikari | Hikari | 33.9617 | 131.9422 | Japan | JP | JPN | Yamaguchi |  | 49686 | 1392832835
Hikawadai, Kumamoto, Japan | Hikawadai | Hikawadai | 32.5825 | 130.6736 | Japan | JP | JPN | Kumamoto |  | 11278 | 1392660609
Hikone, Shiga, Japan | Hikone | Hikone | 35.2744 | 136.2597 | Japan | JP | JPN | Shiga |  | 113818 | 1392717059
Hilchenbach, North Rhine-Westphalia, Germany | Hilchenbach | Hilchenbach | 50.9983 | 8.1094 | Germany | DE | DEU | North Rhine-Westphalia |  | 14906 | 1276321870
Hildburghausen, Thuringia, Germany | Hildburghausen | Hildburghausen | 50.4261 | 10.7289 | Germany | DE | DEU | Thuringia | minor | 11836 | 1276098756
Hilden, North Rhine-Westphalia, Germany | Hilden | Hilden | 51.1714 | 6.9394 | Germany | DE | DEU | North Rhine-Westphalia |  | 55764 | 1276577152
Hildesheim, Lower Saxony, Germany | Hildesheim | Hildesheim | 52.15 | 9.95 | Germany | DE | DEU | Lower Saxony | minor | 101990 | 1276244190
Hillandale, Maryland, United States | Hillandale | Hillandale | 39.0254 | -76.9751 | United States | US | USA | Maryland |  | 6223 | 1840005841
Hillcrest, New York, United States | Hillcrest | Hillcrest | 41.1298 | -74.035 | United States | US | USA | New York |  | 7418 | 1840004967
Hillcrest Heights, Maryland, United States | Hillcrest Heights | Hillcrest Heights | 38.8373 | -76.9641 | United States | US | USA | Maryland |  | 16185 | 1840005957
Hillerød, Hovedstaden, Denmark | Hillerød | Hillerod | 55.9333 | 12.3167 | Denmark | DK | DNK | Hovedstaden | admin | 28313 | 1208278269
Hilliard, Ohio, United States | Hilliard | Hilliard | 40.0353 | -83.1578 | United States | US | USA | Ohio |  | 36534 | 1840007265
Hillsboro, Oregon, United States | Hillsboro | Hillsboro | 45.5272 | -122.9361 | United States | US | USA | Oregon |  | 109128 | 1840019932
Hillsboro, Texas, United States | Hillsboro | Hillsboro | 32.0091 | -97.1151 | United States | US | USA | Texas |  | 8347 | 1840020783
Hillsboro, Illinois, United States | Hillsboro | Hillsboro | 39.1668 | -89.4735 | United States | US | USA | Illinois |  | 6984 | 1840007364
Hillsboro, Ohio, United States | Hillsboro | Hillsboro | 39.2123 | -83.6112 | United States | US | USA | Ohio |  | 6616 | 1840007375
Hillsborough, New Jersey, United States | Hillsborough | Hillsborough | 40.4985 | -74.674 | United States | US | USA | New Jersey |  | 39397 | 1840081699
Hillsborough, California, United States | Hillsborough | Hillsborough | 37.5573 | -122.3587 | United States | US | USA | California |  | 11387 | 1840021554
Hillsborough, North Carolina, United States | Hillsborough | Hillsborough | 36.0681 | -79.0994 | United States | US | USA | North Carolina |  | 7161 | 1840016151
Hillsborough, New Hampshire, United States | Hillsborough | Hillsborough | 43.1489 | -71.9469 | United States | US | USA | New Hampshire |  | 5999 | 1840080319
Hillsdale, Michigan, United States | Hillsdale | Hillsdale | 41.9266 | -84.6356 | United States | US | USA | Michigan |  | 11223 | 1840003252
Hillsdale, New Jersey, United States | Hillsdale | Hillsdale | 41.0074 | -74.044 | United States | US | USA | New Jersey |  | 10307 | 1840003560
Hillside, New Jersey, United States | Hillside | Hillside | 40.6961 | -74.2286 | United States | US | USA | New Jersey |  | 21895 | 1840081741
Hillside, Illinois, United States | Hillside | Hillside | 41.8674 | -87.9019 | United States | US | USA | Illinois |  | 7933 | 1840011261
Hilltown, Pennsylvania, United States | Hilltown | Hilltown | 40.3416 | -75.2534 | United States | US | USA | Pennsylvania |  | 15321 | 1840147878
Hillview, Kentucky, United States | Hillview | Hillview | 38.0563 | -85.6848 | United States | US | USA | Kentucky |  | 9225 | 1840014325
Hilmar-Irwin, California, United States | Hilmar-Irwin | Hilmar-Irwin | 37.4045 | -120.8504 | United States | US | USA | California |  | 5846 | 1840074136
Hilo, Hawaii, United States | Hilo | Hilo | 19.6886 | -155.0864 | United States | US | USA | Hawaii |  | 46284 | 1840023193
Hilpoltstein, Bavaria, Germany | Hilpoltstein | Hilpoltstein | 49.1833 | 11.1833 | Germany | DE | DEU | Bavaria |  | 13624 | 1276036036
Hilsea, Portsmouth, United Kingdom | Hilsea | Hilsea | 50.83 | -1.07 | United Kingdom | GB | GBR | Portsmouth |  | 13552 | 1826746556
Hilton, New York, United States | Hilton | Hilton | 43.29 | -77.7925 | United States | US | USA | New York |  | 5777 | 1840004281
Hilton Head Island, South Carolina, United States | Hilton Head Island | Hilton Head Island | 32.1896 | -80.7499 | United States | US | USA | South Carolina |  | 74139 | 1840016974
Himamaylan, Negros Occidental, Philippines | Himamaylan | Himamaylan | 10.1 | 122.8667 | Philippines | PH | PHL | Negros Occidental |  | 106880 | 1608765297
Himi, Toyama, Japan | Himi | Himi | 36.85 | 136.9833 | Japan | JP | JPN | Toyama |  | 44874 | 1392258347
Hînceşti, Hînceşti, Moldova | Hînceşti | Hincesti | 46.8258 | 28.5936 | Moldova | MD | MDA | Hînceşti | admin | 12491 | 1498402212
Hinche, Centre, Haiti | Hinche | Hinche | 19.143 | -72.004 | Haiti | HT | HTI | Centre | admin | 18590 | 1332748356
Hinckley, Leicestershire, United Kingdom | Hinckley | Hinckley | 52.5413 | -1.3725 | United Kingdom | GB | GBR | Leicestershire |  | 45249 | 1826014873
Hindley, Wigan, United Kingdom | Hindley | Hindley | 53.5355 | -2.5658 | United Kingdom | GB | GBR | Wigan |  | 25001 | 1826824753
Hindon Hill, Ontario, Canada | Hindon Hill | Hindon Hill | 44.9333 | -78.7333 | Canada | CA | CAN | Ontario |  | 6088 | 1124076260
Hindupur, Andhra Pradesh, India | Hindupur | Hindupur | 13.83 | 77.49 | India | IN | IND | Andhra Pradesh |  | 151677 | 1356805611
Hinesville, Georgia, United States | Hinesville | Hinesville | 31.8247 | -81.6135 | United States | US | USA | Georgia |  | 51206 | 1840014931
Hingham, Massachusetts, United States | Hingham | Hingham | 42.2176 | -70.8854 | United States | US | USA | Massachusetts |  | 23298 | 1840053569
Hino, Tōkyō, Japan | Hino | Hino | 35.6714 | 139.395 | Japan | JP | JPN | Tōkyō |  | 189945 | 1392686410
Hinsdale, Illinois, United States | Hinsdale | Hinsdale | 41.8005 | -87.9273 | United States | US | USA | Illinois |  | 17637 | 1840011403
Hinthada, Ayeyawady, Burma | Hinthada | Hinthada | 17.6483 | 95.4679 | Burma | MM | MMR | Ayeyawady |  | 180728 | 1104524588
Hinton, Alberta, Canada | Hinton | Hinton | 53.4114 | -117.5639 | Canada | CA | CAN | Alberta |  | 9882 | 1124131074
Hinwil, Zürich, Switzerland | Hinwil | Hinwil | 47.3033 | 8.8444 | Switzerland | CH | CHE | Zürich | minor | 11179 | 1756628529
Hipperholme, Calderdale, United Kingdom | Hipperholme | Hipperholme | 53.7258 | -1.812 | United Kingdom | GB | GBR | Calderdale |  | 11308 | 1826718988
Hirado, Nagasaki, Japan | Hirado | Hirado | 33.3681 | 129.5539 | Japan | JP | JPN | Nagasaki | minor | 29577 | 1392812578
Hirakawachō, Aomori, Japan | Hirakawachō | Hirakawacho | 40.5842 | 140.5664 | Japan | JP | JPN | Aomori |  | 30822 | 1392839223
Hiranai, Aomori, Japan | Hiranai | Hiranai | 40.9261 | 140.9561 | Japan | JP | JPN | Aomori |  | 10337 | 1392363448
Hirao, Yamaguchi, Japan | Hirao | Hirao | 33.9381 | 132.0733 | Japan | JP | JPN | Yamaguchi |  | 12095 | 1392671270
Hiratsuka, Kanagawa, Japan | Hiratsuka | Hiratsuka | 35.3231 | 139.3422 | Japan | JP | JPN | Kanagawa |  | 257729 | 1392311050
Hirayama, Fukuoka, Japan | Hirayama | Hirayama | 33.6467 | 130.5 | Japan | JP | JPN | Fukuoka |  | 8902 | 1392375726
Hirnyk, Donets’ka Oblast’, Ukraine | Hirnyk | Hirnyk | 48.05 | 37.3667 | Ukraine | UA | UKR | Donets’ka Oblast’ |  | 11378 | 1804281966
Hiroo, Hokkaidō, Japan | Hiroo | Hiroo | 42.2861 | 143.3117 | Japan | JP | JPN | Hokkaidō |  | 6694 | 1392437281
Hiroshima, Hiroshima, Japan | Hiroshima | Hiroshima | 34.3853 | 132.4553 | Japan | JP | JPN | Hiroshima | admin | 1306589 | 1392373695
Hirschau, Bavaria, Germany | Hirschau | Hirschau | 49.5333 | 11.95 | Germany | DE | DEU | Bavaria |  | 5629 | 1276114870
Hisar, Haryāna, India | Hisar | Hisar | 29.1489 | 75.7367 | India | IN | IND | Haryāna |  | 307024 | 1356004790
Hisor, Nohiyahoi Tobei Jumhurí, Tajikistan | Hisor | Hisor | 38.5264 | 68.5381 | Tajikistan | TJ | TJK | Nohiyahoi Tobei Jumhurí | minor | 23200 | 1762136882
Hitachi, Ibaraki, Japan | Hitachi | Hitachi | 36.6 | 140.65 | Japan | JP | JPN | Ibaraki |  | 176069 | 1392145167
Hitachi-Naka, Ibaraki, Japan | Hitachi-Naka | Hitachi-Naka | 36.3964 | 140.5344 | Japan | JP | JPN | Ibaraki |  | 155680 | 1392134860
Hitachiomiya, Ibaraki, Japan | Hitachiomiya | Hitachiomiya | 36.5517 | 140.4119 | Japan | JP | JPN | Ibaraki |  | 39904 | 1392000308
Hitachi-ota, Ibaraki, Japan | Hitachi-ota | Hitachi-ota | 36.5383 | 140.5311 | Japan | JP | JPN | Ibaraki |  | 48758 | 1392794380
Hitchcock, Texas, United States | Hitchcock | Hitchcock | 29.2945 | -95.025 | United States | US | USA | Texas |  | 7914 | 1840020971
Hitchin, Hertfordshire, United Kingdom | Hitchin | Hitchin | 51.947 | -0.283 | United Kingdom | GB | GBR | Hertfordshire |  | 33352 | 1826093917
Hithadhoo, Addu Atholhu, Maldives | Hithadhoo | Hithadhoo | -0.6 | 73.0833 | Maldives | MV | MDV | Addu Atholhu | admin |  | 1462406280
Hjärup, Skåne, Sweden | Hjärup | Hjarup | 55.6707 | 13.141 | Sweden | SE | SWE | Skåne |  | 5607 | 1752111742
Hjo, Västra Götaland, Sweden | Hjo | Hjo | 58.3044 | 14.2786 | Sweden | SE | SWE | Västra Götaland | minor | 6351 | 1752355806
Hlatikulu, Shiselweni, Swaziland | Hlatikulu | Hlatikulu | -26.9667 | 31.3167 | Swaziland | SZ | SWZ | Shiselweni |  | 2748 | 1748564468
Hlinsko, Pardubický Kraj, Czechia | Hlinsko | Hlinsko | 49.7622 | 15.9076 | Czechia | CZ | CZE | Pardubický Kraj |  | 9642 | 1203108794
Hlohovec, Trnavský, Slovakia | Hlohovec | Hlohovec | 48.4311 | 17.8031 | Slovakia | SK | SVK | Trnavský | minor | 21715 | 1703788561
Hluboká nad Vltavou, Jihočeský Kraj, Czechia | Hluboká nad Vltavou | Hluboka nad Vltavou | 49.0523 | 14.4343 | Czechia | CZ | CZE | Jihočeský Kraj |  | 5419 | 1203893686
Hlučín, Moravskoslezský Kraj, Czechia | Hlučín | Hlucin | 49.8979 | 18.192 | Czechia | CZ | CZE | Moravskoslezský Kraj |  | 13931 | 1203528969
Hlukhiv, Sums’ka Oblast’, Ukraine | Hlukhiv | Hlukhiv | 51.6765 | 33.9078 | Ukraine | UA | UKR | Sums’ka Oblast’ | minor | 33478 | 1804181345
Hlybokaye, Vitsyebskaya Voblasts’, Belarus | Hlybokaye | Hlybokaye | 55.1333 | 27.6833 | Belarus | BY | BLR | Vitsyebskaya Voblasts’ | minor | 17800 | 1112510591
Hnivan’, Vinnyts’ka Oblast’, Ukraine | Hnivan’ | Hnivan' | 49.0833 | 28.35 | Ukraine | UA | UKR | Vinnyts’ka Oblast’ |  | 12433 | 1804579295
Hnúšťa, Banskobystrický, Slovakia | Hnúšťa | Hnust'a | 48.5736 | 19.9531 | Slovakia | SK | SVK | Banskobystrický |  | 7490 | 1703146231
Ho, Volta, Ghana | Ho | Ho | 6.6114 | 0.4703 | Ghana | GH | GHA | Volta | admin | 83715 | 1288938914
Ho Chi Minh City, Hồ Chí Minh, Vietnam | Ho Chi Minh City | Ho Chi Minh City | 10.8167 | 106.6333 | Vietnam | VN | VNM | Hồ Chí Minh | admin | 13312000 | 1704774326
Hòa Bình, Hòa Bình, Vietnam | Hòa Bình | Hoa Binh | 20.8172 | 105.3375 | Vietnam | VN | VNM | Hòa Bình | admin | 121309 | 1704237072
Hobart, Tasmania, Australia | Hobart | Hobart | -42.8806 | 147.325 | Australia | AU | AUS | Tasmania | admin | 240342 | 1036679838
Hobart, Indiana, United States | Hobart | Hobart | 41.5139 | -87.2729 | United States | US | USA | Indiana |  | 27939 | 1840007093
Hobart, Wisconsin, United States | Hobart | Hobart | 44.4967 | -88.1602 | United States | US | USA | Wisconsin |  | 10082 | 1840038100
Hobart, Washington, United States | Hobart | Hobart | 47.412 | -121.996 | United States | US | USA | Washington |  | 7182 | 1840017344
Hobbs, New Mexico, United States | Hobbs | Hobbs | 32.7282 | -103.16 | United States | US | USA | New Mexico |  | 42095 | 1840020616
Hobe Sound, Florida, United States | Hobe Sound | Hobe Sound | 27.0729 | -80.1425 | United States | US | USA | Florida |  | 13953 | 1840014188
Hoboken, New Jersey, United States | Hoboken | Hoboken | 40.7453 | -74.0279 | United States | US | USA | New Jersey |  | 52677 | 1840003599
Hochelheim, Hesse, Germany | Hochelheim | Hochelheim | 50.5167 | 8.7 | Germany | DE | DEU | Hesse |  | 18143 | 1276814959
Hochheim am Main, Hesse, Germany | Hochheim am Main | Hochheim am Main | 50.0108 | 8.3508 | Germany | DE | DEU | Hesse |  | 17743 | 1276794905
Höchstadt an der Aisch, Bavaria, Germany | Höchstadt an der Aisch | Hochstadt an der Aisch | 49.7056 | 10.8058 | Germany | DE | DEU | Bavaria |  | 13422 | 1276346402
Höchstädt an der Donau, Bavaria, Germany | Höchstädt an der Donau | Hochstadt an der Donau | 48.6112 | 10.5682 | Germany | DE | DEU | Bavaria |  | 6756 | 1276922460
Hockenheim, Baden-Württemberg, Germany | Hockenheim | Hockenheim | 49.3181 | 8.5472 | Germany | DE | DEU | Baden-Württemberg |  | 21779 | 1276940967
Hockessin, Delaware, United States | Hockessin | Hockessin | 39.7837 | -75.6815 | United States | US | USA | Delaware |  | 13472 | 1840005573
Hockinson, Washington, United States | Hockinson | Hockinson | 45.7302 | -122.4833 | United States | US | USA | Washington |  | 5001 | 1840017399
Hockley, Essex, United Kingdom | Hockley | Hockley | 51.6014 | 0.6363 | United Kingdom | GB | GBR | Essex |  | 9616 | 1826444113
Hod HaSharon, Central, Israel | Hod HaSharon | Hod HaSharon | 32.15 | 34.8833 | Israel | IL | ISR | Central |  | 56659 | 1376159880
Hoddesdon, Hertfordshire, United Kingdom | Hoddesdon | Hoddesdon | 51.759 | -0.015 | United Kingdom | GB | GBR | Hertfordshire |  | 20250 | 1826405182
Hódmezővásárhely, Hódmezővásárhely, Hungary | Hódmezővásárhely | Hodmezovasarhely | 46.4303 | 20.3189 | Hungary | HU | HUN | Hódmezővásárhely | admin | 43311 | 1348676241
Hodonín, Jihomoravský Kraj, Czechia | Hodonín | Hodonin | 48.849 | 17.1324 | Czechia | CZ | CZE | Jihomoravský Kraj |  | 24512 | 1203626632
Hodoš, Hodoš, Slovenia | Hodoš | Hodos | 46.8233 | 16.3342 | Slovenia | SI | SVN | Hodoš | admin |  | 1705217643
Hödrögö, Dzavhan, Mongolia | Hödrögö | Hodrogo | 48.9664 | 96.7833 | Mongolia | MN | MNG | Dzavhan | minor | 10 | 1496403046
Hoegaarden, Flanders, Belgium | Hoegaarden | Hoegaarden | 50.7833 | 4.9 | Belgium | BE | BEL | Flanders |  | 6942 | 1056041264
Hoeryŏng, Hambuk, Korea, North | Hoeryŏng | Hoeryong | 42.4333 | 129.75 | Korea, North | KP | PRK | Hambuk | minor | 153532 | 1408656165
Hof, Bavaria, Germany | Hof | Hof | 50.3167 | 11.9167 | Germany | DE | DEU | Bavaria | minor | 45930 | 1276561363
Hoffman Estates, Illinois, United States | Hoffman Estates | Hoffman Estates | 42.0639 | -88.1468 | United States | US | USA | Illinois |  | 50932 | 1840011263
Hofgeismar, Hesse, Germany | Hofgeismar | Hofgeismar | 51.496 | 9.3872 | Germany | DE | DEU | Hesse |  | 15294 | 1276882512
Hofheim, Hesse, Germany | Hofheim | Hofheim | 50.0876 | 8.4447 | Germany | DE | DEU | Hesse | minor | 39766 | 1276364825
Hofheim in Unterfranken, Bavaria, Germany | Hofheim in Unterfranken | Hofheim in Unterfranken | 50.1333 | 10.5167 | Germany | DE | DEU | Bavaria |  | 5109 | 1276166493
Höfn, Austurland, Iceland | Höfn | Hofn | 64.25 | -15.2167 | Iceland | IS | ISL | Austurland |  | 2389 | 1352857630
Hōfu, Yamaguchi, Japan | Hōfu | Hofu | 34.05 | 131.5667 | Japan | JP | JPN | Yamaguchi |  | 114256 | 1392985430
Höganäs, Skåne, Sweden | Höganäs | Hoganas | 56.196 | 12.5769 | Sweden | SE | SWE | Skåne | minor | 15795 | 1752137413
Hoh Ereg, Inner Mongolia, China | Hoh Ereg | Hoh Ereg | 41.0955 | 111.4408 | China | CN | CHN | Inner Mongolia | minor | 23776 | 1156060937
Hohen Neuendorf, Brandenburg, Germany | Hohen Neuendorf | Hohen Neuendorf | 52.6667 | 13.2831 | Germany | DE | DEU | Brandenburg |  | 26159 | 1276577032
Hohenau, Itapúa, Paraguay | Hohenau | Hohenau | -27.0795 | -55.75 | Paraguay | PY | PRY | Itapúa |  | 5306 | 1600972500
Hohenems, Vorarlberg, Austria | Hohenems | Hohenems | 47.3667 | 9.6667 | Austria | AT | AUT | Vorarlberg |  | 16317 | 1040845678
Hohenmölsen, Saxony-Anhalt, Germany | Hohenmölsen | Hohenmolsen | 51.1564 | 12.0981 | Germany | DE | DEU | Saxony-Anhalt |  | 9565 | 1276691866
Hohenstein-Ernstthal, Saxony, Germany | Hohenstein-Ernstthal | Hohenstein-Ernstthal | 50.8 | 12.7167 | Germany | DE | DEU | Saxony |  | 14607 | 1276671628
Hohhot, Inner Mongolia, China | Hohhot | Hohhot | 40.8151 | 111.6629 | China | CN | CHN | Inner Mongolia | admin | 2635000 | 1156210167
Hohoe, Volta, Ghana | Hohoe | Hohoe | 7.149 | 0.4746 | Ghana | GH | GHA | Volta |  | 56202 | 1288897773
Höhr-Grenzhausen, Rhineland-Palatinate, Germany | Höhr-Grenzhausen | Hohr-Grenzhausen | 50.435 | 7.6711 | Germany | DE | DEU | Rhineland-Palatinate |  | 9260 | 1276961599
Hội An, Quảng Nam, Vietnam | Hội An | Hoi An | 15.8733 | 108.3327 | Vietnam | VN | VNM | Quảng Nam |  | 121716 | 1704897050
Hoima, Hoima, Uganda | Hoima | Hoima | 1.4356 | 31.3436 | Uganda | UG | UGA | Hoima | admin |  | 1800806239
Hokitika, West Coast, New Zealand | Hokitika | Hokitika | -42.7167 | 170.9667 | New Zealand | NZ | NZL | West Coast |  | 3090 | 1554205461
Hokota, Ibaraki, Japan | Hokota | Hokota | 36.1586 | 140.5164 | Japan | JP | JPN | Ibaraki |  | 46415 | 1392374973
Hokuto, Hokkaidō, Japan | Hokuto | Hokuto | 41.8242 | 140.6531 | Japan | JP | JPN | Hokkaidō |  | 46054 | 1392000277
Hola, Tana River, Kenya | Hola | Hola | -1.5 | 40.03 | Kenya | KE | KEN | Tana River | admin | 6931 | 1404396632
Hola Prystan’, Khersons’ka Oblast’, Ukraine | Hola Prystan’ | Hola Prystan' | 46.5167 | 32.5167 | Ukraine | UA | UKR | Khersons’ka Oblast’ | minor | 14479 | 1804132171
Holbeach, Lincolnshire, United Kingdom | Holbeach | Holbeach | 52.8037 | 0.0154 | United Kingdom | GB | GBR | Lincolnshire |  | 10458 | 1826410577
Holborn, Camden, United Kingdom | Holborn | Holborn | 51.5172 | -0.1182 | United Kingdom | GB | GBR | Camden |  | 13023 | 1826657058
Holbrook, New York, United States | Holbrook | Holbrook | 40.7944 | -73.0707 | United States | US | USA | New York |  | 26286 | 1840005078
Holbrook, Massachusetts, United States | Holbrook | Holbrook | 42.1471 | -71.0057 | United States | US | USA | Massachusetts |  | 11036 | 1840053551
Holden, Massachusetts, United States | Holden | Holden | 42.3562 | -71.8608 | United States | US | USA | Massachusetts |  | 18821 | 1840053588
Holdenville, Oklahoma, United States | Holdenville | Holdenville | 35.0836 | -96.4004 | United States | US | USA | Oklahoma |  | 5497 | 1840020460
Holdrege, Nebraska, United States | Holdrege | Holdrege | 40.4395 | -99.3773 | United States | US | USA | Nebraska |  | 5255 | 1840001131
Holešov, Zlínský Kraj, Czechia | Holešov | Holesov | 49.3333 | 17.5783 | Czechia | CZ | CZE | Zlínský Kraj |  | 11579 | 1203380921
Holguín, Holguín, Cuba | Holguín | Holguin | 20.8883 | -76.2558 | Cuba | CU | CUB | Holguín | admin | 350191 | 1192920574
Holíč, Trnavský, Slovakia | Holíč | Holic | 48.8119 | 17.1628 | Slovakia | SK | SVK | Trnavský |  | 11171 | 1703056774
Holice, Pardubický Kraj, Czechia | Holice | Holice | 50.0661 | 15.986 | Czechia | CZ | CZE | Pardubický Kraj |  | 6581 | 1203389387
Holiday, Florida, United States | Holiday | Holiday | 28.1864 | -82.7429 | United States | US | USA | Florida |  | 21481 | 1840014114
Holiday City-Berkeley, New Jersey, United States | Holiday City-Berkeley | Holiday City-Berkeley | 39.9639 | -74.2787 | United States | US | USA | New Jersey |  | 12360 | 1840073689
Hollabrunn, Niederösterreich, Austria | Hollabrunn | Hollabrunn | 48.5667 | 16.0833 | Austria | AT | AUT | Niederösterreich | minor | 11681 | 1040573324
Holladay, Utah, United States | Holladay | Holladay | 40.6599 | -111.8226 | United States | US | USA | Utah |  | 30325 | 1840020156
Holland, Michigan, United States | Holland | Holland | 42.7677 | -86.0985 | United States | US | USA | Michigan |  | 100432 | 1840002996
Holland, New Jersey, United States | Holland | Holland | 40.5966 | -75.1221 | United States | US | USA | New Jersey |  | 5157 | 1840081715
Hollfeld, Bavaria, Germany | Hollfeld | Hollfeld | 49.9369 | 11.2908 | Germany | DE | DEU | Bavaria |  | 5043 | 1276797226
Hollidaysburg, Pennsylvania, United States | Hollidaysburg | Hollidaysburg | 40.4311 | -78.393 | United States | US | USA | Pennsylvania |  | 5674 | 1840001083
Hollington, East Sussex, United Kingdom | Hollington | Hollington | 50.875 | 0.548 | United Kingdom | GB | GBR | East Sussex |  | 6099 | 1826944275
Hollins, Virginia, United States | Hollins | Hollins | 37.3434 | -79.9535 | United States | US | USA | Virginia |  | 14257 | 1840006441
Hollinwood, Oldham, United Kingdom | Hollinwood | Hollinwood | 53.5183 | -2.144 | United Kingdom | GB | GBR | Oldham |  | 10920 | 1826177835
Hollis, New Hampshire, United States | Hollis | Hollis | 42.7494 | -71.5834 | United States | US | USA | New Hampshire |  | 7880 | 1840055019
Hollister, California, United States | Hollister | Hollister | 36.8563 | -121.3981 | United States | US | USA | California |  | 48992 | 1840020354
Holliston, Massachusetts, United States | Holliston | Holliston | 42.1977 | -71.445 | United States | US | USA | Massachusetts |  | 14634 | 1840053479
Holly, Michigan, United States | Holly | Holly | 42.7987 | -83.6235 | United States | US | USA | Michigan |  | 8313 | 1840011056
Holly Hill, Florida, United States | Holly Hill | Holly Hill | 29.2443 | -81.0463 | United States | US | USA | Florida |  | 12357 | 1840015078
Holly Springs, North Carolina, United States | Holly Springs | Holly Springs | 35.653 | -78.8397 | United States | US | USA | North Carolina |  | 37812 | 1840016193
Holly Springs, Georgia, United States | Holly Springs | Holly Springs | 34.1685 | -84.4845 | United States | US | USA | Georgia |  | 15442 | 1840014704
Holly Springs, Mississippi, United States | Holly Springs | Holly Springs | 34.7768 | -89.4466 | United States | US | USA | Mississippi |  | 6239 | 1840014644
Hollymead, Virginia, United States | Hollymead | Hollymead | 38.1266 | -78.4386 | United States | US | USA | Virginia |  | 8393 | 1840024700
Hollywood, Florida, United States | Hollywood | Hollywood | 26.0294 | -80.1679 | United States | US | USA | Florida |  | 154817 | 1840015144
Hollywood, South Carolina, United States | Hollywood | Hollywood | 32.7523 | -80.2106 | United States | US | USA | South Carolina |  | 5227 | 1840017281
Holmdel, New Jersey, United States | Holmdel | Holmdel | 40.3768 | -74.1725 | United States | US | USA | New Jersey |  | 16582 | 1840081650
Holmen, Wisconsin, United States | Holmen | Holmen | 43.9699 | -91.2661 | United States | US | USA | Wisconsin |  | 10034 | 1840002576
Holmes Chapel, Cheshire East, United Kingdom | Holmes Chapel | Holmes Chapel | 53.204 | -2.353 | United Kingdom | GB | GBR | Cheshire East |  | 5605 | 1826901176
Holmfirth, Kirklees, United Kingdom | Holmfirth | Holmfirth | 53.57 | -1.787 | United Kingdom | GB | GBR | Kirklees |  | 5173 | 1826025811
H̱olon, Tel Aviv, Israel | H̱olon | Holon | 32.0167 | 34.7667 | Israel | IL | ISR | Tel Aviv |  | 188834 | 1376222772
Holt, Michigan, United States | Holt | Holt | 42.6416 | -84.5307 | United States | US | USA | Michigan |  | 25536 | 1840004501
Holtsville, New York, United States | Holtsville | Holtsville | 40.8124 | -73.0447 | United States | US | USA | New York |  | 19365 | 1840005079
Holtville, California, United States | Holtville | Holtville | 32.813 | -115.378 | United States | US | USA | California |  | 7664 | 1840020631
Holualoa, Hawaii, United States | Holualoa | Holualoa | 19.6238 | -155.9269 | United States | US | USA | Hawaii |  | 9136 | 1840029482
Holubivske, Luhans’ka Oblast’, Ukraine | Holubivske | Holubivske | 48.6375 | 38.6433 | Ukraine | UA | UKR | Luhans’ka Oblast’ |  | 36388 | 1804938302
Holyhead, Isle of Anglesey, United Kingdom | Holyhead | Holyhead | 53.309 | -4.633 | United Kingdom | GB | GBR | Isle of Anglesey |  | 11431 | 1826382629
Holyoke, Massachusetts, United States | Holyoke | Holyoke | 42.2125 | -72.6411 | United States | US | USA | Massachusetts |  | 40117 | 1840000465
Holýšov, Plzeňský Kraj, Czechia | Holýšov | Holysov | 49.5937 | 13.1013 | Czechia | CZ | CZE | Plzeňský Kraj |  | 5173 | 1203400873
Holytown, North Lanarkshire, United Kingdom | Holytown | Holytown | 55.8229 | -3.9701 | United Kingdom | GB | GBR | North Lanarkshire |  | 5180 | 1826528147
Holywell, Flintshire, United Kingdom | Holywell | Holywell | 53.274 | -3.223 | United Kingdom | GB | GBR | Flintshire |  | 8886 | 1826527562
Holywood, Ards and North Down, United Kingdom | Holywood | Holywood | 54.636 | -5.845 | United Kingdom | GB | GBR | Ards and North Down |  | 11257 | 1826639765
Holzgerlingen, Baden-Württemberg, Germany | Holzgerlingen | Holzgerlingen | 48.6392 | 9.0108 | Germany | DE | DEU | Baden-Württemberg |  | 13103 | 1276703274
Holzminden, Lower Saxony, Germany | Holzminden | Holzminden | 51.8297 | 9.4483 | Germany | DE | DEU | Lower Saxony | minor | 19998 | 1276491992
Homa Bay, Homa Bay, Kenya | Homa Bay | Homa Bay | -0.5167 | 34.45 | Kenya | KE | KEN | Homa Bay | admin | 32174 | 1404321159
Homberg, Hesse, Germany | Homberg | Homberg | 50.7333 | 9 | Germany | DE | DEU | Hesse |  | 7400 | 1276062055
Homburg, Saarland, Germany | Homburg | Homburg | 49.3167 | 7.3333 | Germany | DE | DEU | Saarland | minor | 41811 | 1276520056
Home Gardens, California, United States | Home Gardens | Home Gardens | 33.8784 | -117.5116 | United States | US | USA | California |  | 11442 | 1840017987
Homeacre-Lyndora, Pennsylvania, United States | Homeacre-Lyndora | Homeacre-Lyndora | 40.8721 | -79.9211 | United States | US | USA | Pennsylvania |  | 6714 | 1840073691
Homeland, California, United States | Homeland | Homeland | 33.7459 | -117.1132 | United States | US | USA | California |  | 7326 | 1840017988
Homeland Park, South Carolina, United States | Homeland Park | Homeland Park | 34.4644 | -82.6593 | United States | US | USA | South Carolina |  | 6157 | 1840013578
Homer, New York, United States | Homer | Homer | 42.6661 | -76.1701 | United States | US | USA | New York |  | 6261 | 1840004497
Homer, Alaska, United States | Homer | Homer | 59.653 | -151.5255 | United States | US | USA | Alaska |  | 5922 | 1840023419
Homer Glen, Illinois, United States | Homer Glen | Homer Glen | 41.6044 | -87.9497 | United States | US | USA | Illinois |  | 24472 | 1840011483
Homestead, Florida, United States | Homestead | Homestead | 25.4665 | -80.4472 | United States | US | USA | Florida |  | 69523 | 1840015159
Homestead Meadows North, Texas, United States | Homestead Meadows North | Homestead Meadows North | 31.8483 | -106.1707 | United States | US | USA | Texas |  | 5665 | 1840034867
Homestead Meadows South, Texas, United States | Homestead Meadows South | Homestead Meadows South | 31.811 | -106.1643 | United States | US | USA | Texas |  | 6559 | 1840073263
Homewood, Alabama, United States | Homewood | Homewood | 33.4617 | -86.8092 | United States | US | USA | Alabama |  | 25377 | 1840014794
Homewood, Illinois, United States | Homewood | Homewood | 41.5591 | -87.661 | United States | US | USA | Illinois |  | 18703 | 1840011264
Homosassa Springs, Florida, United States | Homosassa Springs | Homosassa Springs | 28.8118 | -82.5392 | United States | US | USA | Florida |  | 13477 | 1840014060
Homs, Ḩimş, Syria | Homs | Homs | 34.7333 | 36.7167 | Syria | SY | SYR | Ḩimş | admin | 900492 | 1760013934
Homun, Yucatán, Mexico | Homun | Homun | 20.7386 | -89.285 | Mexico | MX | MEX | Yucatán |  | 6146 | 1484015198
Homyel’, Homyel’skaya Voblasts’, Belarus | Homyel’ | Homyel' | 52.4417 | 30.9833 | Belarus | BY | BLR | Homyel’skaya Voblasts’ | admin | 510300 | 1112580227
Honchō, Chiba, Japan | Honchō | Honcho | 35.6947 | 139.9825 | Japan | JP | JPN | Chiba |  | 639107 | 1392505502
Honchō, Tōkyō, Japan | Honchō | Honcho | 35.7581 | 139.5297 | Japan | JP | JPN | Tōkyō |  | 116482 | 1392994259
Honchō, Hokkaidō, Japan | Honchō | Honcho | 41.8958 | 140.6944 | Japan | JP | JPN | Hokkaidō |  | 28080 | 1392772650
Honda, Tolima, Colombia | Honda | Honda | 5.1903 | -74.75 | Colombia | CO | COL | Tolima | minor | 35469 | 1170848069
Hondo, Texas, United States | Hondo | Hondo | 29.3531 | -99.162 | United States | US | USA | Texas |  | 6889 | 1840020963
Honeoye Falls, New York, United States | Honeoye Falls | Honeoye Falls | 42.9557 | -77.5903 | United States | US | USA | New York |  | 5428 | 1840004282
Honesdale, Pennsylvania, United States | Honesdale | Honesdale | 41.5774 | -75.2524 | United States | US | USA | Pennsylvania |  | 5589 | 1840003314
Honey Brook, Pennsylvania, United States | Honey Brook | Honey Brook | 40.0902 | -75.8886 | United States | US | USA | Pennsylvania |  | 8205 | 1840001427
Hong Kong, , Hong Kong | Hong Kong | Hong Kong | 22.305 | 114.185 | Hong Kong | HK | HKG |  |  | 7347000 | 1344982653
Hong’an, Heilongjiang, China | Hong’an | Hong'an | 47.21 | 123.61 | China | CN | CHN | Heilongjiang | minor | 289999 | 1156999688
Hongjiang, Hunan, China | Hongjiang | Hongjiang | 27.1167 | 109.95 | China | CN | CHN | Hunan |  | 498100 | 1156039152
Hongseong, Chungnam, Korea, South | Hongseong | Hongseong | 36.6009 | 126.665 | Korea, South | KR | KOR | Chungnam | admin |  | 1410822139
Hongzhai, Gansu, China | Hongzhai | Hongzhai | 35.0476 | 104.6394 | China | CN | CHN | Gansu |  | 355037 | 1156905289
Honiara, Honiara, Solomon Islands | Honiara | Honiara | -9.4333 | 159.95 | Solomon Islands | SB | SLB | Honiara | primary | 84520 | 1090737486
Honiton, Devon, United Kingdom | Honiton | Honiton | 50.8 | -3.19 | United Kingdom | GB | GBR | Devon |  | 11822 | 1826581914
Honjō, Saitama, Japan | Honjō | Honjo | 36.2439 | 139.1903 | Japan | JP | JPN | Saitama |  | 77045 | 1392850139
Honley, Kirklees, United Kingdom | Honley | Honley | 53.6027 | -1.7921 | United Kingdom | GB | GBR | Kirklees |  | 5897 | 1826821997
Honmachi, Kumamoto, Japan | Honmachi | Honmachi | 32.5178 | 130.6181 | Japan | JP | JPN | Kumamoto |  | 123758 | 1392126782
Honmachi, Fukui, Japan | Honmachi | Honmachi | 36.0608 | 136.5006 | Japan | JP | JPN | Fukui |  | 22561 | 1392794270
Honmachi, Hokkaidō, Japan | Honmachi | Honmachi | 43.9114 | 144.6708 | Japan | JP | JPN | Hokkaidō |  | 11571 | 1392192562
Honolulu, Hawaii, United States | Honolulu | Honolulu | 21.3294 | -157.846 | United States | US | USA | Hawaii | admin | 820987 | 1840013305
Hood River, Oregon, United States | Hood River | Hood River | 45.7092 | -121.5258 | United States | US | USA | Oregon |  | 15949 | 1840019942
Hoogstraten, Flanders, Belgium | Hoogstraten | Hoogstraten | 51.4008 | 4.7611 | Belgium | BE | BEL | Flanders |  | 21424 | 1056021828
Hook, Hampshire, United Kingdom | Hook | Hook | 51.2773 | -0.9633 | United Kingdom | GB | GBR | Hampshire |  | 7770 | 1826584799
Hooksett, New Hampshire, United States | Hooksett | Hooksett | 43.0709 | -71.4365 | United States | US | USA | New Hampshire |  | 14221 | 1840055022
Hooper, Utah, United States | Hooper | Hooper | 41.1599 | -112.2871 | United States | US | USA | Utah |  | 9152 | 1840020130
Hoosick, New York, United States | Hoosick | Hoosick | 42.8903 | -73.3561 | United States | US | USA | New York |  | 6816 | 1840023826
Hoover, Alabama, United States | Hoover | Hoover | 33.3754 | -86.8064 | United States | US | USA | Alabama |  | 85768 | 1840014795
Hopatcong, New Jersey, United States | Hopatcong | Hopatcong | 40.9541 | -74.6593 | United States | US | USA | New Jersey |  | 14186 | 1840003482
Hope, Arkansas, United States | Hope | Hope | 33.6682 | -93.5895 | United States | US | USA | Arkansas |  | 9499 | 1840014765
Hope, British Columbia, Canada | Hope | Hope | 49.3858 | -121.4419 | Canada | CA | CAN | British Columbia |  | 6181 | 1124662863
Hope Mills, North Carolina, United States | Hope Mills | Hope Mills | 34.969 | -78.9559 | United States | US | USA | North Carolina |  | 15849 | 1840016438
Hopedale, Massachusetts, United States | Hopedale | Hopedale | 42.1247 | -71.535 | United States | US | USA | Massachusetts |  | 5951 | 1840053589
Hopefield, Western Cape, South Africa | Hopefield | Hopefield | -33.0667 | 18.35 | South Africa | ZA | ZAF | Western Cape |  | 6460 | 1710210038
Hopelchén, Campeche, Mexico | Hopelchén | Hopelchen | 19.7444 | -89.8453 | Mexico | MX | MEX | Campeche | minor | 7295 | 1484431471
Hopewell, Virginia, United States | Hopewell | Hopewell | 37.2915 | -77.2985 | United States | US | USA | Virginia |  | 22529 | 1840003859
Hopewell Township, Pennsylvania, United States | Hopewell Township | Hopewell Township | 40.5906 | -80.2731 | United States | US | USA | Pennsylvania |  | 12497 | 1840146082
Hopewell Township, Pennsylvania, United States | Hopewell Township | Hopewell Township | 39.7582 | -76.5906 | United States | US | USA | Pennsylvania |  | 5525 | 1840152712
Hopkins, Minnesota, United States | Hopkins | Hopkins | 44.9261 | -93.4056 | United States | US | USA | Minnesota |  | 18468 | 1840006749
Hopkinsville, Kentucky, United States | Hopkinsville | Hopkinsville | 36.8386 | -87.4776 | United States | US | USA | Kentucky |  | 31569 | 1840014399
Hopkinton, Massachusetts, United States | Hopkinton | Hopkinton | 42.2255 | -71.5378 | United States | US | USA | Massachusetts |  | 17178 | 1840053637
Hopkinton, Rhode Island, United States | Hopkinton | Hopkinton | 41.4782 | -71.7538 | United States | US | USA | Rhode Island |  | 8111 | 1840026107
Hopkinton, New Hampshire, United States | Hopkinton | Hopkinton | 43.1979 | -71.6968 | United States | US | USA | New Hampshire |  | 5670 | 1840055031
Hoquiam, Washington, United States | Hoquiam | Hoquiam | 46.9863 | -123.9022 | United States | US | USA | Washington |  | 8655 | 1840019845
Horad Barysaw, Minskaya Voblasts’, Belarus | Horad Barysaw | Horad Barysaw | 54.226 | 28.4922 | Belarus | BY | BLR | Minskaya Voblasts’ | minor | 155389 | 1112659163
Horažďovice, Plzeňský Kraj, Czechia | Horažďovice | Horazd'ovice | 49.3208 | 13.701 | Czechia | CZ | CZE | Plzeňský Kraj |  | 5240 | 1203182737
Horb am Neckar, Baden-Württemberg, Germany | Horb am Neckar | Horb am Neckar | 48.445 | 8.6911 | Germany | DE | DEU | Baden-Württemberg |  | 25135 | 1276353248
Horbury, Wakefield, United Kingdom | Horbury | Horbury | 53.6595 | -1.5566 | United Kingdom | GB | GBR | Wakefield |  | 10002 | 1826401665
Horden, Durham, United Kingdom | Horden | Horden | 54.764 | -1.315 | United Kingdom | GB | GBR | Durham |  | 8087 | 1826873432
Hordle, Hampshire, United Kingdom | Hordle | Hordle | 50.7603 | -1.6212 | United Kingdom | GB | GBR | Hampshire |  | 5654 | 1826013167
Horezu, Vâlcea, Romania | Horezu | Horezu | 45.1433 | 23.9917 | Romania | RO | ROU | Vâlcea |  | 6263 | 1642881778
Horgen, Zürich, Switzerland | Horgen | Horgen | 47.2608 | 8.5975 | Switzerland | CH | CHE | Zürich |  | 22662 | 1756066280
Horgoš, Severno Banatski Okrug, Serbia | Horgoš | Horgos | 46.1556 | 19.9725 | Serbia | RS | SRB | Severno Banatski Okrug |  | 6325 | 1688035977
Hořice, Královéhradecký Kraj, Czechia | Hořice | Horice | 50.3661 | 15.6319 | Czechia | CZ | CZE | Královéhradecký Kraj |  | 8533 | 1203829404
Horishni Plavni, Poltavs’ka Oblast’, Ukraine | Horishni Plavni | Horishni Plavni | 49.0107 | 33.6562 | Ukraine | UA | UKR | Poltavs’ka Oblast’ |  | 52167 | 1804671151
Horizon City, Texas, United States | Horizon City | Horizon City | 31.6799 | -106.1903 | United States | US | USA | Texas |  | 19642 | 1840020805
Horizon West, Florida, United States | Horizon West | Horizon West | 28.4417 | -81.6145 | United States | US | USA | Florida |  | 32530 | 1840038926
Horjul, Horjul, Slovenia | Horjul | Horjul | 46.0236 | 14.2992 | Slovenia | SI | SVN | Horjul | admin |  | 1705243858
Horki, Mahilyowskaya Voblasts’, Belarus | Horki | Horki | 54.2833 | 30.9833 | Belarus | BY | BLR | Mahilyowskaya Voblasts’ | minor | 30500 | 1112565326
Horley, Surrey, United Kingdom | Horley | Horley | 51.174 | -0.172 | United Kingdom | GB | GBR | Surrey |  | 22076 | 1826232822
Horlivka, Donets’ka Oblast’, Ukraine | Horlivka | Horlivka | 48.3336 | 38.0925 | Ukraine | UA | UKR | Donets’ka Oblast’ |  | 256714 | 1804235146
Hormigueros, Puerto Rico, Puerto Rico | Hormigueros | Hormigueros | 18.1437 | -67.12 | Puerto Rico | PR | PRI | Puerto Rico |  | 11009 | 1630023672
Horn, Niederösterreich, Austria | Horn | Horn | 48.6653 | 15.6558 | Austria | AT | AUT | Niederösterreich | minor | 6520 | 1040255352
Horn Lake, Mississippi, United States | Horn Lake | Horn Lake | 34.9512 | -90.0501 | United States | US | USA | Mississippi |  | 27272 | 1840014643
Horn-Bad Meinberg, North Rhine-Westphalia, Germany | Horn-Bad Meinberg | Horn-Bad Meinberg | 51.8833 | 8.9667 | Germany | DE | DEU | North Rhine-Westphalia |  | 17178 | 1276648708
Horncastle, Lincolnshire, United Kingdom | Horncastle | Horncastle | 53.208 | -0.114 | United Kingdom | GB | GBR | Lincolnshire |  | 6815 | 1826336642
Hornchurch, Havering, United Kingdom | Hornchurch | Hornchurch | 51.5565 | 0.2128 | United Kingdom | GB | GBR | Havering |  | 63583 | 1826813082
Horndean, Hampshire, United Kingdom | Horndean | Horndean | 50.9136 | -0.9961 | United Kingdom | GB | GBR | Hampshire |  | 12639 | 1826591617
Hornell, New York, United States | Hornell | Hornell | 42.3332 | -77.6633 | United States | US | USA | New York |  | 10661 | 1840000444
Horní Slavkov, Karlovarský Kraj, Czechia | Horní Slavkov | Horni Slavkov | 50.1387 | 12.8077 | Czechia | CZ | CZE | Karlovarský Kraj |  | 5403 | 1203464131
Hornsby Bend, Texas, United States | Hornsby Bend | Hornsby Bend | 30.245 | -97.5833 | United States | US | USA | Texas |  | 7194 | 1840027020
Hornsea, East Riding of Yorkshire, United Kingdom | Hornsea | Hornsea | 53.9108 | -0.1676 | United Kingdom | GB | GBR | East Riding of Yorkshire |  | 8432 | 1826612208
Hornsey, Haringey, United Kingdom | Hornsey | Hornsey | 51.587 | -0.118 | United Kingdom | GB | GBR | Haringey |  | 12659 | 1826443938
Horodenka, Ivano-Frankivs’ka Oblast’, Ukraine | Horodenka | Horodenka | 48.6675 | 25.5003 | Ukraine | UA | UKR | Ivano-Frankivs’ka Oblast’ | minor | 9113 | 1804663549
Horodok, Khmel’nyts’ka Oblast’, Ukraine | Horodok | Horodok | 49.1667 | 26.5667 | Ukraine | UA | UKR | Khmel’nyts’ka Oblast’ | minor | 16516 | 1804176513
Horodok, L’vivs’ka Oblast’, Ukraine | Horodok | Horodok | 49.7822 | 23.6436 | Ukraine | UA | UKR | L’vivs’ka Oblast’ | minor | 15993 | 1804513657
Horodyshche, Cherkas’ka Oblast’, Ukraine | Horodyshche | Horodyshche | 49.2925 | 31.4581 | Ukraine | UA | UKR | Cherkas’ka Oblast’ | minor | 13799 | 1804360634
Horokhiv, Volyns’ka Oblast’, Ukraine | Horokhiv | Horokhiv | 50.4994 | 24.765 | Ukraine | UA | UKR | Volyns’ka Oblast’ | minor | 9134 | 1804715823
Hořovice, Středočeský Kraj, Czechia | Hořovice | Horovice | 49.8361 | 13.9027 | Czechia | CZ | CZE | Středočeský Kraj |  | 6901 | 1203139428
Horqueta, Concepción, Paraguay | Horqueta | Horqueta | -23.3396 | -57.05 | Paraguay | PY | PRY | Concepción |  | 16171 | 1600363376
Horseheads, New York, United States | Horseheads | Horseheads | 42.1625 | -76.794 | United States | US | USA | New York |  | 19293 | 1840004688
Horsell, Surrey, United Kingdom | Horsell | Horsell | 51.3286 | -0.5617 | United Kingdom | GB | GBR | Surrey |  | 9384 | 1826085922
Horsforth, Leeds, United Kingdom | Horsforth | Horsforth | 53.8341 | -1.6429 | United Kingdom | GB | GBR | Leeds |  | 18895 | 1826006259
Horsham, West Sussex, United Kingdom | Horsham | Horsham | 51.062 | -0.325 | United Kingdom | GB | GBR | West Sussex |  | 50934 | 1826018789
Horsham, Pennsylvania, United States | Horsham | Horsham | 40.1993 | -75.1665 | United States | US | USA | Pennsylvania |  | 26495 | 1840035022
Horsham, Victoria, Australia | Horsham | Horsham | -36.7167 | 142.2 | Australia | AU | AUS | Victoria |  | 16514 | 1036654340
Horšovský Týn, Plzeňský Kraj, Czechia | Horšovský Týn | Horsovsky Tyn | 49.5298 | 12.9441 | Czechia | CZ | CZE | Plzeňský Kraj |  | 5034 | 1203205008
Hörstel, North Rhine-Westphalia, Germany | Hörstel | Horstel | 52.2972 | 7.5861 | Germany | DE | DEU | North Rhine-Westphalia |  | 20141 | 1276546954
Horstmar, North Rhine-Westphalia, Germany | Horstmar | Horstmar | 52.0806 | 7.3083 | Germany | DE | DEU | North Rhine-Westphalia |  | 6551 | 1276771431
Horta, Azores, Portugal | Horta | Horta | 38.5333 | -28.6333 | Portugal | PT | PRT | Azores |  | 14994 | 1620589121
Hortolândia, São Paulo, Brazil | Hortolândia | Hortolandia | -22.8583 | -47.22 | Brazil | BR | BRA | São Paulo |  | 215819 | 1076591779
Horw, Luzern, Switzerland | Horw | Horw | 47.0164 | 8.3111 | Switzerland | CH | CHE | Luzern |  | 14107 | 1756927189
Horwich, Bolton, United Kingdom | Horwich | Horwich | 53.592 | -2.54 | United Kingdom | GB | GBR | Bolton |  | 20067 | 1826931583
Hosa’ina, YeDebub Bihēroch Bihēreseboch na Hizboch, Ethiopia | Hosa’ina | Hosa'ina | 7.5504 | 37.85 | Ethiopia | ET | ETH | YeDebub Bihēroch Bihēreseboch na Hizboch |  | 89300 | 1231400775
Hosan, Chungnam, Korea, South | Hosan | Hosan | 36.2039 | 127.0847 | Korea, South | KR | KOR | Chungnam |  | 124246 | 1410009966
Hoskins, West New Britain, Papua New Guinea | Hoskins | Hoskins | -5.4746 | 150.41 | Papua New Guinea | PG | PNG | West New Britain |  | 871 | 1598684520
Hospet, Karnātaka, India | Hospet | Hospet | 15.2667 | 76.4 | India | IN | IND | Karnātaka |  | 286007 | 1356241463
Hostivice, Středočeský Kraj, Czechia | Hostivice | Hostivice | 50.0817 | 14.2586 | Czechia | CZ | CZE | Středočeský Kraj |  | 8788 | 1203249506
Hot Springs, Arkansas, United States | Hot Springs | Hot Springs | 34.4892 | -93.0501 | United States | US | USA | Arkansas |  | 60767 | 1840014670
Hot Springs Village, Arkansas, United States | Hot Springs Village | Hot Springs Village | 34.6568 | -92.9644 | United States | US | USA | Arkansas |  | 14466 | 1840013587
Hotan, Xinjiang, China | Hotan | Hotan | 37.1012 | 79.9327 | China | CN | CHN | Xinjiang | minor | 322300 | 1156111844
Hotton, Wallonia, Belgium | Hotton | Hotton | 50.2683 | 5.4467 | Belgium | BE | BEL | Wallonia |  | 5531 | 1056288696
Houffalize, Wallonia, Belgium | Houffalize | Houffalize | 50.132 | 5.7894 | Belgium | BE | BEL | Wallonia |  | 5222 | 1056443256
Houghton, Michigan, United States | Houghton | Houghton | 47.1119 | -88.5672 | United States | US | USA | Michigan |  | 15543 | 1840003919
Houghton le Spring, Sunderland, United Kingdom | Houghton le Spring | Houghton le Spring | 54.841 | -1.468 | United Kingdom | GB | GBR | Sunderland |  | 36746 | 1826945189
Houghton Regis, Central Bedfordshire, United Kingdom | Houghton Regis | Houghton Regis | 51.9039 | -0.5247 | United Kingdom | GB | GBR | Central Bedfordshire |  | 17280 | 1826997690
Houilles, Île-de-France, France | Houilles | Houilles | 48.9261 | 2.1892 | France | FR | FRA | Île-de-France |  | 32151 | 1250321161
Houlton, Maine, United States | Houlton | Houlton | 46.1403 | -67.8429 | United States | US | USA | Maine |  | 5871 | 1840052858
Houma, Louisiana, United States | Houma | Houma | 29.5799 | -90.7058 | United States | US | USA | Louisiana |  | 140469 | 1840015063
Hounslow, Hounslow, United Kingdom | Hounslow | Hounslow | 51.4668 | -0.375 | United Kingdom | GB | GBR | Hounslow |  | 103337 | 1826943293
Houston, Texas, United States | Houston | Houston | 29.7863 | -95.3889 | United States | US | USA | Texas |  | 5464251 | 1840020925
Houston, Renfrewshire, United Kingdom | Houston | Houston | 55.867 | -4.5521 | United Kingdom | GB | GBR | Renfrewshire |  | 6470 | 1826214371
Houzhuang, Shanxi, China | Houzhuang | Houzhuang | 35.62 | 111.21 | China | CN | CHN | Shanxi |  | 102400 | 1156080869
Hov, , Faroe Islands | Hov | Hov | 61.5068 | -6.7599 | Faroe Islands | FO | FRO |  | admin |  | 1234279154
Hovd, Hovd, Mongolia | Hovd | Hovd | 48.0167 | 91.5667 | Mongolia | MN | MNG | Hovd | admin | 26023 | 1496382421
Hove, Brighton and Hove, United Kingdom | Hove | Hove | 50.8352 | -0.1758 | United Kingdom | GB | GBR | Brighton and Hove |  | 91900 | 1826419818
Howard, Wisconsin, United States | Howard | Howard | 44.5703 | -88.092 | United States | US | USA | Wisconsin |  | 20177 | 1840002345
Howard Springs, Northern Territory, Australia | Howard Springs | Howard Springs | -12.4922 | 131.053 | Australia | AU | AUS | Northern Territory |  | 5132 | 1036674070
Howell, New Jersey, United States | Howell | Howell | 40.1819 | -74.1977 | United States | US | USA | New Jersey |  | 51958 | 1840081644
Howell, Michigan, United States | Howell | Howell | 42.6078 | -83.9339 | United States | US | USA | Michigan |  | 9604 | 1840003100
Howland Center, Ohio, United States | Howland Center | Howland Center | 41.2483 | -80.7444 | United States | US | USA | Ohio |  | 6400 | 1840034386
Höxter, North Rhine-Westphalia, Germany | Höxter | Hoxter | 51.7667 | 9.3667 | Germany | DE | DEU | North Rhine-Westphalia | minor | 28824 | 1276004976
Hoyerswerda, Saxony, Germany | Hoyerswerda | Hoyerswerda | 51.4331 | 14.25 | Germany | DE | DEU | Saxony |  | 32123 | 1276992982
Hoylake, Wirral, United Kingdom | Hoylake | Hoylake | 53.39 | -3.18 | United Kingdom | GB | GBR | Wirral |  | 5710 | 1826110529
Hoyland Nether, Barnsley, United Kingdom | Hoyland Nether | Hoyland Nether | 53.4985 | -1.4406 | United Kingdom | GB | GBR | Barnsley |  | 11852 | 1826976360
Hpa-An, Kayin State, Burma | Hpa-An | Hpa-An | 16.8906 | 97.6333 | Burma | MM | MMR | Kayin State | admin | 421525 | 1104494124
Hradec Králové, Královéhradecký Kraj, Czechia | Hradec Králové | Hradec Kralove | 50.2092 | 15.8319 | Czechia | CZ | CZE | Královéhradecký Kraj | admin | 92939 | 1203430618
Hradec nad Moravici, Moravskoslezský Kraj, Czechia | Hradec nad Moravici | Hradec nad Moravici | 49.871 | 17.8759 | Czechia | CZ | CZE | Moravskoslezský Kraj |  | 5506 | 1203039569
Hrádek nad Nisou, Liberecký Kraj, Czechia | Hrádek nad Nisou | Hradek nad Nisou | 50.8529 | 14.8447 | Czechia | CZ | CZE | Liberecký Kraj |  | 7735 | 1203549927
Hranice, Olomoucký Kraj, Czechia | Hranice | Hranice | 49.548 | 17.7347 | Czechia | CZ | CZE | Olomoucký Kraj |  | 17999 | 1203110445
Hrastnik, Hrastnik, Slovenia | Hrastnik | Hrastnik | 46.1461 | 15.0814 | Slovenia | SI | SVN | Hrastnik | admin | 4995 | 1705818009
Hrazdan, Kotayk’, Armenia | Hrazdan | Hrazdan | 40.5 | 44.7667 | Armenia | AM | ARM | Kotayk’ | admin |  | 1051566733
Hrebinka, Poltavs’ka Oblast’, Ukraine | Hrebinka | Hrebinka | 50.118 | 32.4396 | Ukraine | UA | UKR | Poltavs’ka Oblast’ | minor | 10805 | 1804281882
Hrib-Loški Potok, Loški Potok, Slovenia | Hrib-Loški Potok | Hrib-Loski Potok | 45.7011 | 14.5911 | Slovenia | SI | SVN | Loški Potok | admin |  | 1705118688
Hriňová, Banskobystrický, Slovakia | Hriňová | Hrinova | 48.5667 | 19.5167 | Slovakia | SK | SVK | Banskobystrický |  | 7535 | 1703355338
Hrodna, Hrodzyenskaya Voblasts’, Belarus | Hrodna | Hrodna | 53.6667 | 23.8167 | Belarus | BY | BLR | Hrodzyenskaya Voblasts’ | admin | 356900 | 1112187197
Hronov, Královéhradecký Kraj, Czechia | Hronov | Hronov | 50.4797 | 16.1824 | Czechia | CZ | CZE | Královéhradecký Kraj |  | 6098 | 1203638022
Hsinchu, Hsinchu, Taiwan | Hsinchu | Hsinchu | 24.8047 | 120.9714 | Taiwan | TW | TWN | Hsinchu | admin | 445635 | 1158276420
Hua Hin, Prachuap Khiri Khan, Thailand | Hua Hin | Hua Hin | 12.5686 | 99.9578 | Thailand | TH | THA | Prachuap Khiri Khan | minor | 59369 | 1764352388
Huacho, Lima, Peru | Huacho | Huacho | -11.1083 | -77.6083 | Peru | PE | PER | Lima | admin | 200585 | 1604316784
Huadian, Jilin, China | Huadian | Huadian | 42.9688 | 126.7388 | China | CN | CHN | Jilin |  | 455339 | 1156018839
Huai’an, Jiangsu, China | Huai’an | Huai'an | 33.5 | 119.1331 | China | CN | CHN | Jiangsu |  | 4799889 | 1156634228
Huaibei, Anhui, China | Huaibei | Huaibei | 33.9562 | 116.789 | China | CN | CHN | Anhui |  | 2158000 | 1156142626
Huaihua, Hunan, China | Huaihua | Huaihua | 27.5494 | 109.9592 | China | CN | CHN | Hunan |  | 4741948 | 1156353465
Huainan, Anhui, China | Huainan | Huainan | 32.4831 | 117.0164 | China | CN | CHN | Anhui |  | 2409000 | 1156877299
Huaiyin, Jiangsu, China | Huaiyin | Huaiyin | 33.58 | 119.03 | China | CN | CHN | Jiangsu |  | 1264000 | 1156662372
Hualien, Hualien, Taiwan | Hualien | Hualien | 23.9769 | 121.6044 | Taiwan | TW | TWN | Hualien | admin | 109251 | 1158174293
Huamachuco, La Libertad, Peru | Huamachuco | Huamachuco | -7.8121 | -78.0487 | Peru | PE | PER | La Libertad |  | 30835 | 1604864093
Huamantla, Tlaxcala, Mexico | Huamantla | Huamantla | 19.3133 | -97.9228 | Mexico | MX | MEX | Tlaxcala | minor | 51996 | 1484180362
Huambo, Huambo, Angola | Huambo | Huambo | -12.7667 | 15.7333 | Angola | AO | AGO | Huambo | admin | 665564 | 1024079828
Huancavelica, Huancavelica, Peru | Huancavelica | Huancavelica | -12.785 | -74.9714 | Peru | PE | PER | Huancavelica | admin | 49570 | 1604876709
Huancayo, Junín, Peru | Huancayo | Huancayo | -12.0667 | -75.2167 | Peru | PE | PER | Junín | admin | 378203 | 1604249985
Huandacareo, Michoacán de Ocampo, Mexico | Huandacareo | Huandacareo | 19.9906 | -101.275 | Mexico | MX | MEX | Michoacán de Ocampo | minor | 11592 | 1484155611
Huanggang, Hubei, China | Huanggang | Huanggang | 30.45 | 114.875 | China | CN | CHN | Hubei | minor | 6667000 | 1156200037
Huanghua, Hebei, China | Huanghua | Huanghua | 38.371 | 117.3329 | China | CN | CHN | Hebei |  | 548507 | 1156131099
Huanglongsi, Henan, China | Huanglongsi | Huanglongsi | 34.7936 | 114.3403 | China | CN | CHN | Henan |  | 4676159 | 1156198356
Huangshan, Anhui, China | Huangshan | Huangshan | 29.7132 | 118.3151 | China | CN | CHN | Anhui | minor | 1470000 | 1156527426
Huangshi, Hubei, China | Huangshi | Huangshi | 30.2018 | 115.0326 | China | CN | CHN | Hubei | minor | 2419000 | 1156234290
Huangyan, Zhejiang, China | Huangyan | Huangyan | 28.65 | 121.25 | China | CN | CHN | Zhejiang |  | 198713 | 1156149186
Huanímaro, Guanajuato, Mexico | Huanímaro | Huanimaro | 20.3675 | -101.4969 | Mexico | MX | MEX | Guanajuato | minor | 19693 | 1484325445
Huanta, Ayacucho, Peru | Huanta | Huanta | -12.9397 | -74.2475 | Peru | PE | PER | Ayacucho |  | 30234 | 1604179024
Huánuco, Huánuco, Peru | Huánuco | Huanuco | -9.9294 | -76.2397 | Peru | PE | PER | Huánuco | admin | 196627 | 1604589102
Huaquechula, Puebla, Mexico | Huaquechula | Huaquechula | 18.7667 | -98.55 | Mexico | MX | MEX | Puebla | minor | 26114 | 1484461466
Huaquillas, El Oro, Ecuador | Huaquillas | Huaquillas | -3.4803 | -80.2317 | Ecuador | EC | ECU | El Oro |  | 47706 | 1218443042
Huaral, Lima, Peru | Huaral | Huaral | -11.5 | -77.2167 | Peru | PE | PER | Lima |  | 79011 | 1604962520
Huaraz, Ancash, Peru | Huaraz | Huaraz | -9.5333 | -77.5333 | Peru | PE | PER | Ancash | admin | 118836 | 1604026500
Huarmey, Ancash, Peru | Huarmey | Huarmey | -10.0686 | -78.1603 | Peru | PE | PER | Ancash |  | 16172 | 1604582499
Huasca de Ocampo, Hidalgo, Mexico | Huasca de Ocampo | Huasca de Ocampo | 20.2028 | -98.5758 | Mexico | MX | MEX | Hidalgo | minor | 15201 | 1484063344
Huasco, Atacama, Chile | Huasco | Huasco | -28.4696 | -71.22 | Chile | CL | CHL | Atacama |  | 2558 | 1152643675
Huatabampo, Sonora, Mexico | Huatabampo | Huatabampo | 26.8304 | -109.63 | Mexico | MX | MEX | Sonora | minor | 30426 | 1484335657
Huatan, Changhua, Taiwan | Huatan | Huatan | 24.0316 | 120.558 | Taiwan | TW | TWN | Changhua |  | 45907 | 1158596327
Huauchinango, Puebla, Mexico | Huauchinango | Huauchinango | 20.1767 | -98.0528 | Mexico | MX | MEX | Puebla | minor | 97753 | 1484856743
Huaura, Lima, Peru | Huaura | Huaura | -11.1 | -77.6 | Peru | PE | PER | Lima |  | 40400 | 1604503366
Huautla, Hidalgo, Mexico | Huautla | Huautla | 21.0308 | -98.285 | Mexico | MX | MEX | Hidalgo |  | 22521 | 1484208664
Huaycan, Lima, Peru | Huaycan | Huaycan | -12.0139 | -76.825 | Peru | PE | PER | Lima |  | 160000 | 1604578883
Huayin, Shaanxi, China | Huayin | Huayin | 34.5664 | 110.0866 | China | CN | CHN | Shaanxi |  | 258113 | 1156156462
Huazhou, Henan, China | Huazhou | Huazhou | 32.6832 | 112.079 | China | CN | CHN | Henan | minor | 1468061 | 1156796734
Huazhou, Guangdong, China | Huazhou | Huazhou | 21.654 | 110.6294 | China | CN | CHN | Guangdong |  | 1178809 | 1156282637
Hubbard, Ohio, United States | Hubbard | Hubbard | 41.1595 | -80.5672 | United States | US | USA | Ohio |  | 7419 | 1840007130
Huber Heights, Ohio, United States | Huber Heights | Huber Heights | 39.8595 | -84.113 | United States | US | USA | Ohio |  | 38154 | 1840003782
Hubli, Karnātaka, India | Hubli | Hubli | 15.36 | 75.125 | India | IN | IND | Karnātaka |  | 890000 | 1356102365
Hucclecote, Gloucestershire, United Kingdom | Hucclecote | Hucclecote | 51.85 | -2.18 | United Kingdom | GB | GBR | Gloucestershire |  | 10158 | 1826233272
Hückelhoven, North Rhine-Westphalia, Germany | Hückelhoven | Huckelhoven | 51.0608 | 6.2197 | Germany | DE | DEU | North Rhine-Westphalia |  | 39931 | 1276391695
Hückeswagen, North Rhine-Westphalia, Germany | Hückeswagen | Huckeswagen | 51.145 | 7.3417 | Germany | DE | DEU | North Rhine-Westphalia |  | 15060 | 1276742746
Hucknall under Huthwaite, Nottinghamshire, United Kingdom | Hucknall under Huthwaite | Hucknall under Huthwaite | 53.125 | -1.301 | United Kingdom | GB | GBR | Nottinghamshire |  | 7500 | 1826158793
Huddersfield, Kirklees, United Kingdom | Huddersfield | Huddersfield | 53.645 | -1.7798 | United Kingdom | GB | GBR | Kirklees |  | 162949 | 1826672445
Hudson, New Hampshire, United States | Hudson | Hudson | 42.7639 | -71.4072 | United States | US | USA | New Hampshire |  | 25185 | 1840055034
Hudson, Wisconsin, United States | Hudson | Hudson | 44.9637 | -92.7316 | United States | US | USA | Wisconsin |  | 24832 | 1840002135
Hudson, Ohio, United States | Hudson | Hudson | 41.2399 | -81.4408 | United States | US | USA | Ohio |  | 22237 | 1840007138
Hudson, Massachusetts, United States | Hudson | Hudson | 42.3887 | -71.5465 | United States | US | USA | Massachusetts |  | 19868 | 1840053480
Hudson, Florida, United States | Hudson | Hudson | 28.3594 | -82.6888 | United States | US | USA | Florida |  | 12528 | 1840014115
Hudson, New York, United States | Hudson | Hudson | 42.2515 | -73.7859 | United States | US | USA | New York |  | 10413 | 1840000454
Hudson, Quebec, Canada | Hudson | Hudson | 45.45 | -74.15 | Canada | CA | CAN | Quebec |  | 5165 | 1124590540
Hudson, Texas, United States | Hudson | Hudson | 31.3285 | -94.8014 | United States | US | USA | Texas |  | 5005 | 1840020838
Hudson Falls, New York, United States | Hudson Falls | Hudson Falls | 43.3042 | -73.5818 | United States | US | USA | New York |  | 7056 | 1840004178
Hudsonville, Michigan, United States | Hudsonville | Hudsonville | 42.8631 | -85.8628 | United States | US | USA | Michigan |  | 7348 | 1840002997
Huế, Thừa Thiên-Huế, Vietnam | Huế | Hue | 16.4667 | 107.5833 | Vietnam | VN | VNM | Thừa Thiên-Huế | admin | 455230 | 1704016023
Huedin, Cluj, Romania | Huedin | Huedin | 46.8738 | 23.0041 | Romania | RO | ROU | Cluj |  | 9346 | 1642303721
Huehuetenango, Huehuetenango, Guatemala | Huehuetenango | Huehuetenango | 15.3147 | -91.4761 | Guatemala | GT | GTM | Huehuetenango | admin | 58000 | 1320742269
Huehuetoca, México, Mexico | Huehuetoca | Huehuetoca | 19.8342 | -99.2033 | Mexico | MX | MEX | México | minor | 59721 | 1484000089
Huejotzingo, Puebla, Mexico | Huejotzingo | Huejotzingo | 19.1594 | -98.4073 | Mexico | MX | MEX | Puebla | minor | 25684 | 1484474577
Huejutla de Reyes, Hidalgo, Mexico | Huejutla de Reyes | Huejutla de Reyes | 21.1333 | -98.4167 | Mexico | MX | MEX | Hidalgo |  | 115786 | 1484746079
Huelva, Andalusia, Spain | Huelva | Huelva | 37.25 | -6.95 | Spain | ES | ESP | Andalusia | minor | 143663 | 1724420824
Hueytown, Alabama, United States | Hueytown | Hueytown | 33.4237 | -87.022 | United States | US | USA | Alabama |  | 15322 | 1840014796
Hüfingen, Baden-Württemberg, Germany | Hüfingen | Hufingen | 47.9261 | 8.49 | Germany | DE | DEU | Baden-Württemberg |  | 7799 | 1276003064
Hughenden, Buckinghamshire, United Kingdom | Hughenden | Hughenden | 51.6558 | -0.749 | United Kingdom | GB | GBR | Buckinghamshire |  | 8506 | 1826163493
Hughenden, Queensland, Australia | Hughenden | Hughenden | -20.8438 | 144.1986 | Australia | AU | AUS | Queensland |  | 1136 | 1036738932
Hughson, California, United States | Hughson | Hughson | 37.602 | -120.866 | United States | US | USA | California |  | 7565 | 1840020285
Hugli, West Bengal, India | Hugli | Hugli | 22.9 | 88.39 | India | IN | IND | West Bengal |  | 179931 | 1356109548
Hugo, Minnesota, United States | Hugo | Hugo | 45.1671 | -92.9588 | United States | US | USA | Minnesota |  | 15267 | 1840006739
Hŭich’ŏn, Chagang, Korea, North | Hŭich’ŏn | Huich'on | 40.1711 | 126.2758 | Korea, North | KP | PRK | Chagang |  | 168180 | 1408445793
Huichang, Henan, China | Huichang | Huichang | 34.9136 | 112.7852 | China | CN | CHN | Henan | minor | 367113 | 1156035769
Huilong, Jiangsu, China | Huilong | Huilong | 31.8131 | 121.6574 | China | CN | CHN | Jiangsu | minor | 972525 | 1156485081
Huinan, Jilin, China | Huinan | Huinan | 42.6229 | 126.2614 | China | CN | CHN | Jilin |  | 66315 | 1156136342
Huittinen, Satakunta, Finland | Huittinen | Huittinen | 61.1764 | 22.6986 | Finland | FI | FIN | Satakunta | minor | 10473 | 1246269907
Huixquilucan, México, Mexico | Huixquilucan | Huixquilucan | 19.3611 | -99.3508 | Mexico | MX | MEX | México | minor | 224042 | 1484187110
Huizhou, Guangdong, China | Huizhou | Huizhou | 23.1115 | 114.4152 | China | CN | CHN | Guangdong | minor | 3875000 | 1156203268
Hujra Shah Muqim, Punjab, Pakistan | Hujra Shah Muqim | Hujra Shah Muqim | 30.7333 | 73.8167 | Pakistan | PK | PAK | Punjab |  | 70204 | 1586402344
Hulin, Heilongjiang, China | Hulin | Hulin | 45.7671 | 132.9646 | China | CN | CHN | Heilongjiang |  | 290000 | 1156161638
Hulín, Zlínský Kraj, Czechia | Hulín | Hulin | 49.3169 | 17.4638 | Czechia | CZ | CZE | Zlínský Kraj |  | 6762 | 1203269367
Hull, Massachusetts, United States | Hull | Hull | 42.2861 | -70.8835 | United States | US | USA | Massachusetts |  | 10424 | 1840053570
Huludao, Liaoning, China | Huludao | Huludao | 40.7094 | 120.8378 | China | CN | CHN | Liaoning | minor | 2787000 | 1156580218
Hulyaypole, Zaporiz’ka Oblast’, Ukraine | Hulyaypole | Hulyaypole | 47.6644 | 36.2632 | Ukraine | UA | UKR | Zaporiz’ka Oblast’ | minor | 14678 | 1804759589
Humacao, Puerto Rico, Puerto Rico | Humacao | Humacao | 18.1519 | -65.8204 | Puerto Rico | PR | PRI | Puerto Rico |  | 18487 | 1630035683
Humahuaca, Jujuy, Argentina | Humahuaca | Humahuaca | -23.2054 | -65.3505 | Argentina | AR | ARG | Jujuy | minor | 11369 | 1032904210
Humberston, North East Lincolnshire, United Kingdom | Humberston | Humberston | 53.5281 | -0.0249 | United Kingdom | GB | GBR | North East Lincolnshire |  | 5634 | 1826603192
Humble, Texas, United States | Humble | Humble | 29.9921 | -95.2655 | United States | US | USA | Texas |  | 15824 | 1840020926
Humboldt, Tennessee, United States | Humboldt | Humboldt | 35.8254 | -88.9043 | United States | US | USA | Tennessee |  | 8456 | 1840014484
Humboldt, Saskatchewan, Canada | Humboldt | Humboldt | 52.2019 | -105.1231 | Canada | CA | CAN | Saskatchewan |  | 5869 | 1124147660
Humboldt, Iowa, United States | Humboldt | Humboldt | 42.7232 | -94.2245 | United States | US | USA | Iowa |  | 5128 | 1840000400
Humpolec, Vysočina, Czechia | Humpolec | Humpolec | 49.5416 | 15.3594 | Czechia | CZ | CZE | Vysočina |  | 10970 | 1203780100
Hūn, Al Jufrah, Libya | Hūn | Hun | 29.1167 | 15.9333 | Libya | LY | LBY | Al Jufrah | admin | 18878 | 1434396501
Hunchun, Jilin, China | Hunchun | Hunchun | 42.8679 | 130.3585 | China | CN | CHN | Jilin | minor | 225454 | 1156644593
Hunedoara, Hunedoara, Romania | Hunedoara | Hunedoara | 45.75 | 22.9 | Romania | RO | ROU | Hunedoara | admin |  | 1642078107
Hünfeld, Hesse, Germany | Hünfeld | Hunfeld | 50.6667 | 9.7667 | Germany | DE | DEU | Hesse |  | 16512 | 1276813919
Hưng Yên, Hưng Yên, Vietnam | Hưng Yên | Hung Yen | 20.6464 | 106.0511 | Vietnam | VN | VNM | Hưng Yên | admin |  | 1704000203
Hungen, Hesse, Germany | Hungen | Hungen | 50.4731 | 8.8996 | Germany | DE | DEU | Hesse |  | 12538 | 1276067778
Hungerford, West Berkshire, United Kingdom | Hungerford | Hungerford | 51.414 | -1.515 | United Kingdom | GB | GBR | West Berkshire |  | 5767 | 1826664814
Hŭngnam, Hamnam, Korea, North | Hŭngnam | Hungnam | 39.8231 | 127.6232 | Korea, North | KP | PRK | Hamnam |  | 751322 | 1408328889
Huningue, Grand Est, France | Huningue | Huningue | 47.5914 | 7.5831 | France | FR | FRA | Grand Est |  | 7238 | 1250393244
Hunters Creek, Florida, United States | Hunters Creek | Hunters Creek | 28.3611 | -81.4357 | United States | US | USA | Florida |  | 22770 | 1840028986
Hunters Quay, Argyll and Bute, United Kingdom | Hunters Quay | Hunters Quay | 55.9707 | -4.9116 | United Kingdom | GB | GBR | Argyll and Bute |  | 5198 | 1826631598
Huntersville, North Carolina, United States | Huntersville | Huntersville | 35.4058 | -80.8727 | United States | US | USA | North Carolina |  | 58098 | 1840016349
Huntertown, Indiana, United States | Huntertown | Huntertown | 41.2155 | -85.1715 | United States | US | USA | Indiana |  | 6824 | 1840010297
Huntingburg, Indiana, United States | Huntingburg | Huntingburg | 38.301 | -86.9622 | United States | US | USA | Indiana |  | 5603 | 1840007496
Huntingdon, Cambridgeshire, United Kingdom | Huntingdon | Huntingdon | 52.3364 | -0.1717 | United Kingdom | GB | GBR | Cambridgeshire |  | 23732 | 1826796900
Huntingdon, Pennsylvania, United States | Huntingdon | Huntingdon | 40.5 | -78.0097 | United States | US | USA | Pennsylvania |  | 11134 | 1840001068
Huntington, New York, United States | Huntington | Huntington | 40.8522 | -73.3824 | United States | US | USA | New York |  | 202673 | 1840058192
Huntington, West Virginia, United States | Huntington | Huntington | 38.4109 | -82.4344 | United States | US | USA | West Virginia |  | 186034 | 1840006211
Huntington, York, United Kingdom | Huntington | Huntington | 53.9926 | -1.043 | United Kingdom | GB | GBR | York |  | 12108 | 1826116194
Huntington, Virginia, United States | Huntington | Huntington | 38.7916 | -77.074 | United States | US | USA | Virginia |  | 13135 | 1840006030
Huntington, Indiana, United States | Huntington | Huntington | 40.8815 | -85.5053 | United States | US | USA | Indiana |  | 17942 | 1840007169
Huntington Beach, California, United States | Huntington Beach | Huntington Beach | 33.696 | -118.0025 | United States | US | USA | California |  | 199223 | 1840020578
Huntington Park, California, United States | Huntington Park | Huntington Park | 33.98 | -118.2167 | United States | US | USA | California |  | 57509 | 1840019235
Huntington Station, New York, United States | Huntington Station | Huntington Station | 40.8446 | -73.405 | United States | US | USA | New York |  | 33259 | 1840005081
Huntington Woods, Michigan, United States | Huntington Woods | Huntington Woods | 42.4816 | -83.1685 | United States | US | USA | Michigan |  | 6265 | 1840002445
Huntley, Illinois, United States | Huntley | Huntley | 42.1599 | -88.433 | United States | US | USA | Illinois |  | 27228 | 1840011134
Huntsville, Alabama, United States | Huntsville | Huntsville | 34.6988 | -86.6412 | United States | US | USA | Alabama |  | 319249 | 1840005061
Huntsville, Texas, United States | Huntsville | Huntsville | 30.705 | -95.5544 | United States | US | USA | Texas |  | 40466 | 1840019565
Huntsville, Ontario, Canada | Huntsville | Huntsville | 45.3333 | -79.2167 | Canada | CA | CAN | Ontario |  | 19816 | 1124961145
Hunucmá, Yucatán, Mexico | Hunucmá | Hunucma | 21.0153 | -89.8744 | Mexico | MX | MEX | Yucatán | minor | 24910 | 1484800428
Huozhou, Shanxi, China | Huozhou | Huozhou | 36.5726 | 111.7176 | China | CN | CHN | Shanxi |  | 282905 | 1156917368
Hurbanovo, Nitriansky, Slovakia | Hurbanovo | Hurbanovo | 47.8761 | 18.1972 | Slovakia | SK | SVK | Nitriansky |  | 8041 | 1703540174
Hurdiyo, Bari, Somalia | Hurdiyo | Hurdiyo | 10.5667 | 51.1333 | Somalia | SO | SOM | Bari |  | 176 | 1706025904
Hurley, New York, United States | Hurley | Hurley | 41.9622 | -74.1159 | United States | US | USA | New York |  | 6126 | 1840058194
Huron, South Dakota, United States | Huron | Huron | 44.3622 | -98.2102 | United States | US | USA | South Dakota |  | 13427 | 1840002373
Huron, California, United States | Huron | Huron | 36.2041 | -120.0961 | United States | US | USA | California |  | 7281 | 1840018946
Huron, Ohio, United States | Huron | Huron | 41.3913 | -82.5635 | United States | US | USA | Ohio |  | 6869 | 1840007095
Huron East, Ontario, Canada | Huron East | Huron East | 43.63 | -81.28 | Canada | CA | CAN | Ontario |  | 9138 | 1124000724
Huron-Kinloss, Ontario, Canada | Huron-Kinloss | Huron-Kinloss | 44.05 | -81.5333 | Canada | CA | CAN | Ontario |  | 7069 | 1124000614
Hurricane, Utah, United States | Hurricane | Hurricane | 37.1487 | -113.3517 | United States | US | USA | Utah |  | 22666 | 1840018936
Hurricane, West Virginia, United States | Hurricane | Hurricane | 38.4293 | -82.0168 | United States | US | USA | West Virginia |  | 6430 | 1840006180
Hurst, Texas, United States | Hurst | Hurst | 32.8353 | -97.1808 | United States | US | USA | Texas |  | 38655 | 1840019427
Hürth, North Rhine-Westphalia, Germany | Hürth | Hurth | 50.8775 | 6.8761 | Germany | DE | DEU | North Rhine-Westphalia |  | 60189 | 1276025332
Húsavík, , Faroe Islands | Húsavík | Husavik | 61.8099 | -6.6813 | Faroe Islands | FO | FRO |  | admin |  | 1234224518
Huskvarna, Jönköping, Sweden | Huskvarna | Huskvarna | 57.7919 | 14.2756 | Sweden | SE | SWE | Jönköping |  | 22000 | 1752552539
Hustopeče, Jihomoravský Kraj, Czechia | Hustopeče | Hustopece | 48.9409 | 16.7376 | Czechia | CZ | CZE | Jihomoravský Kraj |  | 5975 | 1203611571
Husum, Schleswig-Holstein, Germany | Husum | Husum | 54.4769 | 9.0511 | Germany | DE | DEU | Schleswig-Holstein | minor | 23158 | 1276973778
Hutchins, Texas, United States | Hutchins | Hutchins | 32.6421 | -96.7093 | United States | US | USA | Texas |  | 5866 | 1840019437
Hutchinson, Kansas, United States | Hutchinson | Hutchinson | 38.0671 | -97.9081 | United States | US | USA | Kansas |  | 42531 | 1840001673
Hutchinson, Minnesota, United States | Hutchinson | Hutchinson | 44.8856 | -94.3768 | United States | US | USA | Minnesota |  | 13861 | 1840006756
Hutchinson Island South, Florida, United States | Hutchinson Island South | Hutchinson Island South | 27.3243 | -80.2425 | United States | US | USA | Florida |  | 5214 | 1840073842
Hutto, Texas, United States | Hutto | Hutto | 30.5373 | -97.5516 | United States | US | USA | Texas |  | 27947 | 1840019573
Huyton, Knowsley, United Kingdom | Huyton | Huyton | 53.41 | -2.843 | United Kingdom | GB | GBR | Knowsley |  | 33193 | 1826682901
Huzhou, Zhejiang, China | Huzhou | Huzhou | 30.8695 | 120.0958 | China | CN | CHN | Zhejiang | minor | 2893542 | 1156335543
Hvalba, , Faroe Islands | Hvalba | Hvalba | 61.6024 | -6.9606 | Faroe Islands | FO | FRO |  | admin |  | 1234381324
Hvannasund, , Faroe Islands | Hvannasund | Hvannasund | 62.2962 | -6.5204 | Faroe Islands | FO | FRO |  | admin |  | 1234436400
Hwange, Matabeleland North, Zimbabwe | Hwange | Hwange | -18.3647 | 26.5 | Zimbabwe | ZW | ZWE | Matabeleland North |  | 42581 | 1716416748
Hwasu-dong, Gyeonggi, Korea, South | Hwasu-dong | Hwasu-dong | 37.2 | 126.7667 | Korea, South | KR | KOR | Gyeonggi |  | 655350 | 1410037247
Hwlffordd, Pembrokeshire, United Kingdom | Hwlffordd | Hwlffordd | 51.8 | -4.97 | United Kingdom | GB | GBR | Pembrokeshire |  | 12042 | 1826514766
Hyattsville, Maryland, United States | Hyattsville | Hyattsville | 38.9612 | -76.9548 | United States | US | USA | Maryland |  | 18230 | 1840005975
Hybla Valley, Virginia, United States | Hybla Valley | Hybla Valley | 38.7485 | -77.0822 | United States | US | USA | Virginia |  | 16325 | 1840006031
Hyde, Tameside, United Kingdom | Hyde | Hyde | 53.4474 | -2.082 | United Kingdom | GB | GBR | Tameside |  | 34003 | 1826480324
Hyde Park, New York, United States | Hyde Park | Hyde Park | 41.8011 | -73.906 | United States | US | USA | New York |  | 21040 | 1840058196
Hyderābād, Telangana, India | Hyderābād | Hyderabad | 17.3667 | 78.4667 | India | IN | IND | Telangana | admin | 9746000 | 1356871768
Hyères, Provence-Alpes-Côte d’Azur, France | Hyères | Hyeres | 43.1199 | 6.1316 | France | FR | FRA | Provence-Alpes-Côte d’Azur |  | 55588 | 1250566198
Hyesan, Yanggang, Korea, North | Hyesan | Hyesan | 41.4 | 128.1833 | Korea, North | KP | PRK | Yanggang | minor | 192680 | 1408642146
Hyrum, Utah, United States | Hyrum | Hyrum | 41.6311 | -111.8418 | United States | US | USA | Utah |  | 8619 | 1840018699
Hythe, Kent, United Kingdom | Hythe | Hythe | 51.0716 | 1.084 | United Kingdom | GB | GBR | Kent |  | 14516 | 1826972409
Hythe, Hampshire, United Kingdom | Hythe | Hythe | 50.869 | -1.399 | United Kingdom | GB | GBR | Hampshire |  | 20526 | 1826893817
Hyvinkää, Uusimaa, Finland | Hyvinkää | Hyvinkaa | 60.6306 | 24.8597 | Finland | FI | FIN | Uusimaa | minor | 46463 | 1246789945
I‘zāz, Ḩalab, Syria | I‘zāz | I`zaz | 36.5888 | 37.0441 | Syria | SY | SYR | Ḩalab | minor | 31534 | 1760669569
Iacanga, São Paulo, Brazil | Iacanga | Iacanga | -21.89 | -49.0247 | Brazil | BR | BRA | São Paulo |  | 11066 | 1076775071
Iacri, São Paulo, Brazil | Iacri | Iacri | -21.8583 | -50.6894 | Brazil | BR | BRA | São Paulo |  | 6481 | 1076477503
Ialoveni, Ialoveni, Moldova | Ialoveni | Ialoveni | 46.9431 | 28.7778 | Moldova | MD | MDA | Ialoveni | admin | 12515 | 1498897259
Ianca, Brăila, Romania | Ianca | Ianca | 45.135 | 27.4747 | Romania | RO | ROU | Brăila |  | 10343 | 1642741254
Iaras, São Paulo, Brazil | Iaras | Iaras | -22.8667 | -49.1667 | Brazil | BR | BRA | São Paulo |  | 7970 | 1076892374
Iaşi, Iaşi, Romania | Iaşi | Iasi | 47.1622 | 27.5889 | Romania | RO | ROU | Iaşi | admin | 290422 | 1642367695
Iba, Zambales, Philippines | Iba | Iba | 15.3276 | 119.978 | Philippines | PH | PHL | Zambales | admin |  | 1608986957
Ibadan, Oyo, Nigeria | Ibadan | Ibadan | 7.3964 | 3.9167 | Nigeria | NG | NGA | Oyo | admin | 2628000 | 1566366407
Ibagué, Tolima, Colombia | Ibagué | Ibague | 4.4378 | -75.2006 | Colombia | CO | COL | Tolima | admin | 541101 | 1170245063
Ibanda, Ibanda, Uganda | Ibanda | Ibanda | -0.1539 | 30.5319 | Uganda | UG | UGA | Ibanda | admin |  | 1800636734
Ibara, Okayama, Japan | Ibara | Ibara | 34.5978 | 133.4639 | Japan | JP | JPN | Okayama |  | 39172 | 1392000586
Ibarra, Imbabura, Ecuador | Ibarra | Ibarra | 0.3628 | -78.13 | Ecuador | EC | ECU | Imbabura | admin | 131856 | 1218479054
Ibaté, São Paulo, Brazil | Ibaté | Ibate | -21.955 | -47.9969 | Brazil | BR | BRA | São Paulo |  | 33535 | 1076395966
Ibb, Ibb, Yemen | Ibb | Ibb | 13.9759 | 44.1709 | Yemen | YE | YEM | Ibb |  | 234837 | 1887036494
Ibb, Ibb, Yemen | Ibb | Ibb | 13.9667 | 44.1667 | Yemen | YE | YEM | Ibb | admin | 225611 | 1887321491
Ibbenbüren, North Rhine-Westphalia, Germany | Ibbenbüren | Ibbenburen | 52.2778 | 7.7167 | Germany | DE | DEU | North Rhine-Westphalia |  | 51904 | 1276476330
Ibikon, Zug, Switzerland | Ibikon | Ibikon | 47.0839 | 8.3431 | Switzerland | CH | CHE | Zug |  | 13610 | 1756006757
Ibirá, São Paulo, Brazil | Ibirá | Ibira | -21.08 | -49.2408 | Brazil | BR | BRA | São Paulo |  | 11861 | 1076713231
Ibirarema, São Paulo, Brazil | Ibirarema | Ibirarema | -22.8175 | -50.0725 | Brazil | BR | BRA | São Paulo |  | 7376 | 1076430861
Ibitinga, São Paulo, Brazil | Ibitinga | Ibitinga | -21.7578 | -48.8289 | Brazil | BR | BRA | São Paulo |  | 57649 | 1076462788
Ibiúna, São Paulo, Brazil | Ibiúna | Ibiuna | -23.6564 | -47.2225 | Brazil | BR | BRA | São Paulo |  | 76432 | 1076173752
Ibiza, Balearic Islands, Spain | Ibiza | Ibiza | 38.9089 | 1.4328 | Spain | ES | ESP | Balearic Islands |  | 49783 | 1724123244
Ibrā’, Shamāl ash Sharqīyah, Oman | Ibrā’ | Ibra' | 22.6906 | 58.5334 | Oman | OM | OMN | Shamāl ash Sharqīyah | admin |  | 1512341564
Ibrány, Szabolcs-Szatmár-Bereg, Hungary | Ibrány | Ibrany | 48.1282 | 21.7135 | Hungary | HU | HUN | Szabolcs-Szatmár-Bereg | minor | 6648 | 1348097537
Ibstock, Leicestershire, United Kingdom | Ibstock | Ibstock | 52.687 | -1.401 | United Kingdom | GB | GBR | Leicestershire |  | 5760 | 1826330058
Ica, Ica, Peru | Ica | Ica | -14.0667 | -75.7333 | Peru | PE | PER | Ica | admin | 282407 | 1604607907
Icém, São Paulo, Brazil | Icém | Icem | -20.3333 | -49.1833 | Brazil | BR | BRA | São Paulo |  | 7997 | 1076303473
Ich’ŏn, Gyeonggi, Korea, South | Ich’ŏn | Ich'on | 37.2792 | 127.4425 | Korea, South | KR | KOR | Gyeonggi |  | 209003 | 1410736435
Ichalkaranji, Mahārāshtra, India | Ichalkaranji | Ichalkaranji | 16.7 | 74.47 | India | IN | IND | Mahārāshtra |  | 287570 | 1356651502
Ichenhausen, Bavaria, Germany | Ichenhausen | Ichenhausen | 48.3712 | 10.3071 | Germany | DE | DEU | Bavaria |  | 9148 | 1276943409
Ichihara, Chiba, Japan | Ichihara | Ichihara | 35.4981 | 140.1156 | Japan | JP | JPN | Chiba |  | 270478 | 1392167256
Ichikawa, Chiba, Japan | Ichikawa | Ichikawa | 35.7219 | 139.9311 | Japan | JP | JPN | Chiba |  | 495592 | 1392076347
Ichikawadaimon, Yamanashi, Japan | Ichikawadaimon | Ichikawadaimon | 35.5653 | 138.5022 | Japan | JP | JPN | Yamanashi |  | 14770 | 1392952559
Ichinohe, Iwate, Japan | Ichinohe | Ichinohe | 40.2131 | 141.2953 | Japan | JP | JPN | Iwate |  | 11708 | 1392741013
Ichinomiya, Aichi, Japan | Ichinomiya | Ichinomiya | 35.3039 | 136.8031 | Japan | JP | JPN | Aichi |  | 379689 | 1392379530
Ichinomiya, Chiba, Japan | Ichinomiya | Ichinomiya | 35.3728 | 140.3689 | Japan | JP | JPN | Chiba |  | 11780 | 1392597662
Ickenham, Hillingdon, United Kingdom | Ickenham | Ickenham | 51.558 | -0.4484 | United Kingdom | GB | GBR | Hillingdon |  | 10387 | 1826334339
Icó, Ceará, Brazil | Icó | Ico | -6.4 | -38.85 | Brazil | BR | BRA | Ceará |  | 28323 | 1076569458
Ictar Budinţi, Timiş, Romania | Ictar Budinţi | Ictar Budinti | 45.8014 | 21.5133 | Romania | RO | ROU | Timiş |  | 8336 | 1642096588
Idabel, Oklahoma, United States | Idabel | Idabel | 33.9041 | -94.8294 | United States | US | USA | Oklahoma |  | 5798 | 1840019260
Idah, Kogi, Nigeria | Idah | Idah | 7.1104 | 6.7399 | Nigeria | NG | NGA | Kogi | minor | 75087 | 1566566689
Idaho Falls, Idaho, United States | Idaho Falls | Idaho Falls | 43.4872 | -112.0362 | United States | US | USA | Idaho |  | 100442 | 1840018644
Idanha-a-Nova, Castelo Branco, Portugal | Idanha-a-Nova | Idanha-a-Nova | 39.9167 | -7.2333 | Portugal | PT | PRT | Castelo Branco | minor | 9716 | 1620152186
Idar-Oberstein, Rhineland-Palatinate, Germany | Idar-Oberstein | Idar-Oberstein | 49.7019 | 7.3253 | Germany | DE | DEU | Rhineland-Palatinate |  | 28323 | 1276902522
Ide, Kyōto, Japan | Ide | Ide | 34.7986 | 135.8033 | Japan | JP | JPN | Kyōto |  | 7553 | 1392428784
Idfū, Aswān, Egypt | Idfū | Idfu | 24.9781 | 32.8789 | Egypt | EG | EGY | Aswān |  | 133772 | 1818755693
Idiofa, Kwilu, Congo (Kinshasa) | Idiofa | Idiofa | -4.9596 | 19.5986 | Congo (Kinshasa) | CD | COD | Kwilu |  | 61056 | 1180986517
Idlib, Idlib, Syria | Idlib | Idlib | 35.9333 | 36.6333 | Syria | SY | SYR | Idlib | admin | 165000 | 1760305230
Idrī, Wādī ash Shāţi’, Libya | Idrī | Idri | 27.4471 | 13.0517 | Libya | LY | LBY | Wādī ash Shāţi’ | admin |  | 1434443323
Idrija, Idrija, Slovenia | Idrija | Idrija | 46.0025 | 14.0275 | Slovenia | SI | SVN | Idrija | admin | 5843 | 1705472042
Idstein, Hesse, Germany | Idstein | Idstein | 50.2206 | 8.2692 | Germany | DE | DEU | Hesse |  | 24897 | 1276320507
Idylwood, Virginia, United States | Idylwood | Idylwood | 38.8896 | -77.2055 | United States | US | USA | Virginia |  | 18431 | 1840006032
Iecava, Iecavas Novads, Latvia | Iecava | Iecava | 56.5977 | 24.2076 | Latvia | LV | LVA | Iecavas Novads | admin |  | 1428743931
Iepê, São Paulo, Brazil | Iepê | Iepe | -22.6606 | -51.0761 | Brazil | BR | BRA | São Paulo |  | 8036 | 1076650411
Ieper, Flanders, Belgium | Ieper | Ieper | 50.85 | 2.8833 | Belgium | BE | BEL | Flanders | minor | 34964 | 1056744519
Iernut, Mureş, Romania | Iernut | Iernut | 46.4533 | 24.2333 | Romania | RO | ROU | Mureş |  | 8705 | 1642578622
Ifakara, Morogoro, Tanzania | Ifakara | Ifakara | -8.1296 | 36.68 | Tanzania | TZ | TZA | Morogoro |  | 49528 | 1834456222
Ifield, West Sussex, United Kingdom | Ifield | Ifield | 51.1234 | -0.2073 | United Kingdom | GB | GBR | West Sussex |  | 8882 | 1826269195
Ifrane, Fès-Meknès, Morocco | Ifrane | Ifrane | 33.5333 | -5.1167 | Morocco | MA | MAR | Fès-Meknès |  | 14659 | 1504656119
Ig, Ig, Slovenia | Ig | Ig | 45.9603 | 14.5289 | Slovenia | SI | SVN | Ig | admin |  | 1705409266
Iganga, Iganga, Uganda | Iganga | Iganga | 0.6092 | 33.4686 | Uganda | UG | UGA | Iganga | admin | 45024 | 1800987671
Igaraçu do Tietê, São Paulo, Brazil | Igaraçu do Tietê | Igaracu do Tiete | -22.5092 | -48.5578 | Brazil | BR | BRA | São Paulo |  | 24451 | 1076166440
Igarapava, São Paulo, Brazil | Igarapava | Igarapava | -20.0383 | -47.7469 | Brazil | BR | BRA | São Paulo |  | 29727 | 1076928991
Igaratá, São Paulo, Brazil | Igaratá | Igarata | -23.2044 | -46.1561 | Brazil | BR | BRA | São Paulo |  | 9349 | 1076600029
Igarka, Krasnoyarskiy Kray, Russia | Igarka | Igarka | 67.4667 | 86.5667 | Russia | RU | RUS | Krasnoyarskiy Kray |  | 4975 | 1643125542
Iğdır, Iğdır, Turkey | Iğdır | Igdir | 39.9167 | 44.0333 | Turkey | TR | TUR | Iğdır | admin | 137613 | 1792813007
Ignalina, Ignalina, Lithuania | Ignalina | Ignalina | 55.3406 | 26.1605 | Lithuania | LT | LTU | Ignalina | admin |  | 1440789779
Igreja, Mosteiros, Cabo Verde | Igreja | Igreja | 15.0339 | -24.325 | Cabo Verde | CV | CPV | Mosteiros | admin |  | 1132174768
Igrim, Khanty-Mansiyskiy Avtonomnyy Okrug-Yugra, Russia | Igrim | Igrim | 63.1933 | 64.4194 | Russia | RU | RUS | Khanty-Mansiyskiy Avtonomnyy Okrug-Yugra |  | 9545 | 1643468393
Iguaçu, Rio de Janeiro, Brazil | Iguaçu | Iguacu | -22.74 | -43.47 | Brazil | BR | BRA | Rio de Janeiro |  | 844583 | 1076339714
Iguala de la Independencia, Guerrero, Mexico | Iguala de la Independencia | Iguala de la Independencia | 18.35 | -99.5333 | Mexico | MX | MEX | Guerrero | minor | 110390 | 1484280781
Iguape, São Paulo, Brazil | Iguape | Iguape | -24.7081 | -47.5553 | Brazil | BR | BRA | São Paulo |  | 30390 | 1076144584
Iguatu, Ceará, Brazil | Iguatu | Iguatu | -6.3594 | -39.2986 | Brazil | BR | BRA | Ceará |  | 70380 | 1076734026
Iharan̈a, Antsiranana, Madagascar | Iharan̈a | Iharana | -13.375 | 50.01 | Madagascar | MG | MDG | Antsiranana |  | 15000 | 1450849551
Ihnāsyā al Madīnah, Banī Suwayf, Egypt | Ihnāsyā al Madīnah | Ihnasya al Madinah | 29.0856 | 30.9344 | Egypt | EG | EGY | Banī Suwayf |  | 40001 | 1818108314
Ihosy, Fianarantsoa, Madagascar | Ihosy | Ihosy | -22.3996 | 46.1167 | Madagascar | MG | MDG | Fianarantsoa | minor | 16990 | 1450600411
Ihtiman, Sofia, Bulgaria | Ihtiman | Ihtiman | 42.4333 | 23.8167 | Bulgaria | BG | BGR | Sofia |  | 14656 | 1100416856
Iida, Nagano, Japan | Iida | Iida | 35.5147 | 137.8219 | Japan | JP | JPN | Nagano |  | 98129 | 1392226730
Iijima, Nagano, Japan | Iijima | Iijima | 35.6764 | 137.9194 | Japan | JP | JPN | Nagano |  | 9104 | 1392103734
Iisalmi, Pohjois-Savo, Finland | Iisalmi | Iisalmi | 63.5611 | 27.1889 | Finland | FI | FIN | Pohjois-Savo | minor | 21945 | 1246230947
Iiyama, Nagano, Japan | Iiyama | Iiyama | 36.8517 | 138.3656 | Japan | JP | JPN | Nagano |  | 19800 | 1392890981
Iizuka, Fukuoka, Japan | Iizuka | Iizuka | 33.6458 | 130.6914 | Japan | JP | JPN | Fukuoka |  | 126715 | 1392365784
Ijebu-Ode, Ogun, Nigeria | Ijebu-Ode | Ijebu-Ode | 6.8204 | 3.92 | Nigeria | NG | NGA | Ogun | minor | 209175 | 1566495747
Ijevan, Tavush, Armenia | Ijevan | Ijevan | 40.8788 | 45.1485 | Armenia | AM | ARM | Tavush | admin |  | 1051007129
Ijuí, Rio Grande do Sul, Brazil | Ijuí | Ijui | -28.3878 | -53.9147 | Brazil | BR | BRA | Rio Grande do Sul |  | 71202 | 1076683915
Ikaalinen, Pirkanmaa, Finland | Ikaalinen | Ikaalinen | 61.7694 | 23.0681 | Finland | FI | FIN | Pirkanmaa | minor | 7207 | 1246676169
Ikare, Ondo, Nigeria | Ikare | Ikare | 7.5304 | 5.76 | Nigeria | NG | NGA | Ondo | minor | 1099931 | 1566683694
Ikata-chō, Ehime, Japan | Ikata-chō | Ikata-cho | 33.4883 | 132.3542 | Japan | JP | JPN | Ehime | minor | 8540 | 1392208267
Ikeda, Ōsaka, Japan | Ikeda | Ikeda | 34.8167 | 135.4333 | Japan | JP | JPN | Ōsaka |  | 104169 | 1392188564
Ikeda, Nagano, Japan | Ikeda | Ikeda | 36.4214 | 137.8747 | Japan | JP | JPN | Nagano |  | 9417 | 1392276481
Ikeja, Lagos, Nigeria | Ikeja | Ikeja | 6.5965 | 3.3421 | Nigeria | NG | NGA | Lagos | admin |  | 1566486388
Ikela, Tshuapa, Congo (Kinshasa) | Ikela | Ikela | -1.1833 | 23.2667 | Congo (Kinshasa) | CD | COD | Tshuapa |  | 291 | 1180365335
Iklin, Iklin, Malta | Iklin | Iklin | 35.9092 | 14.4522 | Malta | MT | MLT | Iklin | admin |  | 1470330332
Ikoma, Nara, Japan | Ikoma | Ikoma | 34.6919 | 135.7006 | Japan | JP | JPN | Nara |  | 116816 | 1392390581
Ikot Abasi, Akwa Ibom, Nigeria | Ikot Abasi | Ikot Abasi | 4.5704 | 7.56 | Nigeria | NG | NGA | Akwa Ibom | minor | 34911 | 1566812706
Iksan, Jeonbuk, Korea, South | Iksan | Iksan | 35.9439 | 126.9544 | Korea, South | KR | KOR | Jeonbuk |  | 302310 | 1410134391
Ikšķile, Ikšķiles Novads, Latvia | Ikšķile | Ikskile | 56.8367 | 24.4964 | Latvia | LV | LVA | Ikšķiles Novads | admin | 6597 | 1428284061
Il’pyrskiy, Kamchatskiy Kray, Russia | Il’pyrskiy | Il'pyrskiy | 59.9674 | 164.172 | Russia | RU | RUS | Kamchatskiy Kray |  | 10 | 1643660854
Ilagan, Isabela, Philippines | Ilagan | Ilagan | 17.1333 | 121.8833 | Philippines | PH | PHL | Isabela | admin | 145568 | 1608190610
Īlām, Īlām, Iran | Īlām | Ilam | 33.6374 | 46.4227 | Iran | IR | IRN | Īlām | admin |  | 1364655025
Īlām, Mechī, Nepal | Īlām | Ilam | 26.908 | 87.926 | Nepal | NP | NPL | Mechī |  | 17491 | 1524034598
Ilava, Nitriansky, Slovakia | Ilava | Ilava | 48.9994 | 18.2361 | Slovakia | SK | SVK | Nitriansky | minor | 5485 | 1703643289
Ilave, Puno, Peru | Ilave | Ilave | -16.0866 | -69.6354 | Peru | PE | PER | Puno |  | 16033 | 1604815838
Ilchester, Maryland, United States | Ilchester | Ilchester | 39.2187 | -76.7684 | United States | US | USA | Maryland |  | 26647 | 1840024482
Ilebo, Kasaï, Congo (Kinshasa) | Ilebo | Ilebo | -4.3167 | 20.6 | Congo (Kinshasa) | CD | COD | Kasaï |  | 107093 | 1180788280
Ile-Ife, Osun, Nigeria | Ile-Ife | Ile-Ife | 7.4667 | 4.5667 | Nigeria | NG | NGA | Osun | minor | 501952 | 1566756897
Ilford, Redbridge, United Kingdom | Ilford | Ilford | 51.5588 | 0.0855 | United Kingdom | GB | GBR | Redbridge |  | 168168 | 1826381000
Ilfracombe, Devon, United Kingdom | Ilfracombe | Ilfracombe | 51.208 | -4.12 | United Kingdom | GB | GBR | Devon |  | 11184 | 1826182553
Ilha de Moçambique, Nampula, Mozambique | Ilha de Moçambique | Ilha de Mocambique | -15.0367 | 40.7328 | Mozambique | MZ | MOZ | Nampula |  | 14000 | 1508063712
Ilha Solteira, São Paulo, Brazil | Ilha Solteira | Ilha Solteira | -20.4272 | -51.3436 | Brazil | BR | BRA | São Paulo |  | 26344 | 1076272168
Ilhabela, São Paulo, Brazil | Ilhabela | Ilhabela | -23.7778 | -45.3578 | Brazil | BR | BRA | São Paulo |  | 32197 | 1076323267
Ílhavo, Aveiro, Portugal | Ílhavo | Ilhavo | 40.6 | -8.6667 | Portugal | PT | PRT | Aveiro | minor | 40349 | 1620545975
Ilhéus, Bahia, Brazil | Ilhéus | Ilheus | -14.7936 | -39.0395 | Brazil | BR | BRA | Bahia |  | 230622 | 1076021121
Iligan, Iligan, Philippines | Iligan | Iligan | 8.2333 | 124.25 | Philippines | PH | PHL | Iligan | admin | 342618 | 1608000268
Ilinden, Ilinden, Macedonia | Ilinden | Ilinden | 41.9945 | 21.58 | Macedonia | MK | MKD | Ilinden | admin |  | 1807767601
Ilion, New York, United States | Ilion | Ilion | 43.0114 | -75.0396 | United States | US | USA | New York |  | 23608 | 1840004149
Ilirska Bistrica, Ilirska Bistrica, Slovenia | Ilirska Bistrica | Ilirska Bistrica | 45.5651 | 14.2493 | Slovenia | SI | SVN | Ilirska Bistrica | admin |  | 1705031705
Ilkeston, Derbyshire, United Kingdom | Ilkeston | Ilkeston | 52.971 | -1.309 | United Kingdom | GB | GBR | Derbyshire |  | 38640 | 1826289943
Ilkley, Bradford, United Kingdom | Ilkley | Ilkley | 53.925 | -1.822 | United Kingdom | GB | GBR | Bradford |  | 14809 | 1826221289
Illapel, Coquimbo, Chile | Illapel | Illapel | -31.6327 | -71.1683 | Chile | CL | CHL | Coquimbo | minor | 20751 | 1152446656
Illertissen, Bavaria, Germany | Illertissen | Illertissen | 48.2167 | 10.0833 | Germany | DE | DEU | Bavaria |  | 17473 | 1276593057
Illingen, Saarland, Germany | Illingen | Illingen | 49.3764 | 7.0525 | Germany | DE | DEU | Saarland |  | 16262 | 1276359675
Illintsi, Vinnyts’ka Oblast’, Ukraine | Illintsi | Illintsi | 49.1 | 29.2 | Ukraine | UA | UKR | Vinnyts’ka Oblast’ | minor | 11270 | 1804230677
Illizi, Illizi, Algeria | Illizi | Illizi | 26.4834 | 8.4666 | Algeria | DZ | DZA | Illizi | admin | 7957 | 1012499058
Illkirch-Graffenstaden, Grand Est, France | Illkirch-Graffenstaden | Illkirch-Graffenstaden | 48.53 | 7.72 | France | FR | FRA | Grand Est |  | 26780 | 1250689150
Illogan, Cornwall, United Kingdom | Illogan | Illogan | 50.25 | -5.268 | United Kingdom | GB | GBR | Cornwall |  | 5404 | 1826961434
Ilmenau, Thuringia, Germany | Ilmenau | Ilmenau | 50.6872 | 10.9142 | Germany | DE | DEU | Thuringia |  | 39017 | 1276541405
Ilminster, Somerset, United Kingdom | Ilminster | Ilminster | 50.9262 | -2.9114 | United Kingdom | GB | GBR | Somerset |  | 5808 | 1826606309
Ilo, Moquegua, Peru | Ilo | Ilo | -17.6486 | -71.3306 | Peru | PE | PER | Moquegua |  | 66118 | 1604886582
Iloilo, Iloilo, Philippines | Iloilo | Iloilo | 10.7167 | 122.5667 | Philippines | PH | PHL | Iloilo | admin | 447992 | 1608875987
Ilok, Vukovarsko-Srijemska Županija, Croatia | Ilok | Ilok | 45.2225 | 19.3728 | Croatia | HR | HRV | Vukovarsko-Srijemska Županija | minor | 5072 | 1191635605
Ilorin, Kwara, Nigeria | Ilorin | Ilorin | 8.5 | 4.55 | Nigeria | NG | NGA | Kwara | admin | 847582 | 1566480168
Ilsenburg, Saxony-Anhalt, Germany | Ilsenburg | Ilsenburg | 51.8667 | 10.6833 | Germany | DE | DEU | Saxony-Anhalt |  | 9526 | 1276193551
Ilshofen, Baden-Württemberg, Germany | Ilshofen | Ilshofen | 49.1703 | 9.9203 | Germany | DE | DEU | Baden-Württemberg |  | 6584 | 1276896546
Ilūkste, Ilūkstes Novads, Latvia | Ilūkste | Ilukste | 55.9781 | 26.2967 | Latvia | LV | LVA | Ilūkstes Novads | admin | 2365 | 1428832647
Ilulissat, Qaasuitsup, Greenland | Ilulissat | Ilulissat | 69.2167 | -51.1 | Greenland | GL | GRL | Qaasuitsup | admin | 4670 | 1304656747
Imabari, Ehime, Japan | Imabari | Imabari | 34.0661 | 132.9978 | Japan | JP | JPN | Ehime |  | 151956 | 1392801732
Imagane, Hokkaidō, Japan | Imagane | Imagane | 42.4294 | 140.0086 | Japan | JP | JPN | Hokkaidō |  | 5218 | 1392052641
Imarichō-kō, Saga, Japan | Imarichō-kō | Imaricho-ko | 33.2647 | 129.8808 | Japan | JP | JPN | Saga |  | 53483 | 1392532933
Imatra, Etelä-Karjala, Finland | Imatra | Imatra | 61.1931 | 28.7764 | Finland | FI | FIN | Etelä-Karjala | minor | 27835 | 1246114111
Imbituba, Santa Catarina, Brazil | Imbituba | Imbituba | -28.2296 | -48.66 | Brazil | BR | BRA | Santa Catarina |  | 43450 | 1076391605
Imdina, Imdina, Malta | Imdina | Imdina | 35.8869 | 14.4025 | Malta | MT | MLT | Imdina | admin |  | 1470959100
Imġarr, Imġarr, Malta | Imġarr | Imgarr | 35.9206 | 14.3664 | Malta | MT | MLT | Imġarr | admin |  | 1470038163
Imías, Guantánamo, Cuba | Imías | Imias | 20.0767 | -74.6519 | Cuba | CU | CUB | Guantánamo | minor | 9699 | 1192551385
İmişli, İmişli, Azerbaijan | İmişli | Imisli | 39.8697 | 48.06 | Azerbaijan | AZ | AZE | İmişli | admin | 31310 | 1031686599
Imizuchō, Toyama, Japan | Imizuchō | Imizucho | 36.7125 | 137.0994 | Japan | JP | JPN | Toyama |  | 90877 | 1392059150
Immenhausen, Hesse, Germany | Immenhausen | Immenhausen | 51.4167 | 9.5 | Germany | DE | DEU | Hesse |  | 7068 | 1276548462
Immenstadt im Allgäu, Bavaria, Germany | Immenstadt im Allgäu | Immenstadt im Allgau | 47.5667 | 10.2167 | Germany | DE | DEU | Bavaria |  | 14271 | 1276627298
Immingham, North East Lincolnshire, United Kingdom | Immingham | Immingham | 53.6139 | -0.2183 | United Kingdom | GB | GBR | North East Lincolnshire |  | 9642 | 1826538121
Immokalee, Florida, United States | Immokalee | Immokalee | 26.4253 | -81.4251 | United States | US | USA | Florida |  | 26773 | 1840014230
Imperatriz, Maranhão, Brazil | Imperatriz | Imperatriz | -5.52 | -47.49 | Brazil | BR | BRA | Maranhão |  | 218106 | 1076486025
Imperial, California, United States | Imperial | Imperial | 32.839 | -115.5719 | United States | US | USA | California |  | 18120 | 1840019381
Imperial Beach, California, United States | Imperial Beach | Imperial Beach | 32.5689 | -117.1184 | United States | US | USA | California |  | 27440 | 1840019353
Impfondo, Likouala, Congo (Brazzaville) | Impfondo | Impfondo | 1.6333 | 18.0667 | Congo (Brazzaville) | CG | COG | Likouala | admin | 20859 | 1178021926
Imphāl, Manipur, India | Imphāl | Imphal | 24.82 | 93.95 | India | IN | IND | Manipur | admin | 268243 | 1356107172
Imqabba, Imqabba, Malta | Imqabba | Imqabba | 35.8461 | 14.4672 | Malta | MT | MLT | Imqabba | admin |  | 1470934982
Imsida, Imsida, Malta | Imsida | Imsida | 35.8925 | 14.4828 | Malta | MT | MLT | Imsida | admin |  | 1470395922
Imst, Tirol, Austria | Imst | Imst | 47.2394 | 10.7381 | Austria | AT | AUT | Tirol | minor | 10504 | 1040504243
Imtarfa, Imtarfa, Malta | Imtarfa | Imtarfa | 35.8933 | 14.3989 | Malta | MT | MLT | Imtarfa | admin |  | 1470946814
Imuris, Sonora, Mexico | Imuris | Imuris | 30.7667 | -110.8333 | Mexico | MX | MEX | Sonora | minor | 9921 | 1484234881
Imus, Cavite, Philippines | Imus | Imus | 14.4297 | 120.9367 | Philippines | PH | PHL | Cavite |  | 403785 | 1608802508
In Guezzam, Tamanrasset, Algeria | In Guezzam | In Guezzam | 19.5686 | 5.7722 | Algeria | DZ | DZA | Tamanrasset |  | 7045 | 1012000031
Ina, Nagano, Japan | Ina | Ina | 35.8275 | 137.9539 | Japan | JP | JPN | Nagano |  | 66641 | 1392422546
Inabe, Mie, Japan | Inabe | Inabe | 35.1158 | 136.5614 | Japan | JP | JPN | Mie |  | 45454 | 1392110591
I-n-Amenas, Illizi, Algeria | I-n-Amenas | I-n-Amenas | 28.0503 | 9.55 | Algeria | DZ | DZA | Illizi |  | 216 | 1012221429
I-n-Amguel, Tamanrasset, Algeria | I-n-Amguel | I-n-Amguel | 23.6939 | 5.1647 | Algeria | DZ | DZA | Tamanrasset |  | 3030 | 1012162135
Inami, Wakayama, Japan | Inami | Inami | 33.8183 | 135.2181 | Japan | JP | JPN | Wakayama |  | 7626 | 1392294652
Inashiki, Ibaraki, Japan | Inashiki | Inashiki | 35.9567 | 140.3239 | Japan | JP | JPN | Ibaraki |  | 39854 | 1392230730
Inazawa, Aichi, Japan | Inazawa | Inazawa | 35.25 | 136.7833 | Japan | JP | JPN | Aichi |  | 135676 | 1392019493
Ince-in-Makerfield, Wigan, United Kingdom | Ince-in-Makerfield | Ince-in-Makerfield | 53.5402 | -2.599 | United Kingdom | GB | GBR | Wigan |  | 15664 | 1826328021
Incheon, Incheon, Korea, South | Incheon | Incheon | 37.4639 | 126.6486 | Korea, South | KR | KOR | Incheon | admin | 2913024 | 1410160313
Incline Village, Nevada, United States | Incline Village | Incline Village | 39.2639 | -119.9453 | United States | US | USA | Nevada |  | 8491 | 1840033809
Inčukalns, Inčukalna Novads, Latvia | Inčukalns | Incukalns | 57.0987 | 24.6863 | Latvia | LV | LVA | Inčukalna Novads | admin |  | 1428675819
Indaiatuba, São Paulo, Brazil | Indaiatuba | Indaiatuba | -23.0903 | -47.2181 | Brazil | BR | BRA | São Paulo |  | 231033 | 1076347789
Independence, Missouri, United States | Independence | Independence | 39.0871 | -94.3501 | United States | US | USA | Missouri |  | 116672 | 1840008534
Independence, Kentucky, United States | Independence | Independence | 38.951 | -84.5492 | United States | US | USA | Kentucky |  | 28521 | 1840014267
Independence, Oregon, United States | Independence | Independence | 44.8551 | -123.1948 | United States | US | USA | Oregon |  | 10272 | 1840018589
Independence, Kansas, United States | Independence | Independence | 37.2118 | -95.7328 | United States | US | USA | Kansas |  | 8931 | 1840001708
Independence, Ohio, United States | Independence | Independence | 41.378 | -81.6385 | United States | US | USA | Ohio |  | 7175 | 1840000607
Independence, Iowa, United States | Independence | Independence | 42.4622 | -91.9027 | United States | US | USA | Iowa |  | 5895 | 1840008058
Independence, New Jersey, United States | Independence | Independence | 40.8801 | -74.8788 | United States | US | USA | New Jersey |  | 5488 | 1840081763
Independent Hill, Virginia, United States | Independent Hill | Independent Hill | 38.6404 | -77.409 | United States | US | USA | Virginia |  | 9499 | 1840026708
Indian Harbour Beach, Florida, United States | Indian Harbour Beach | Indian Harbour Beach | 28.153 | -80.5976 | United States | US | USA | Florida |  | 8557 | 1840015096
Indian Hills, Nevada, United States | Indian Hills | Indian Hills | 39.0894 | -119.7977 | United States | US | USA | Nevada |  | 6054 | 1840033829
Indian River Estates, Florida, United States | Indian River Estates | Indian River Estates | 27.3564 | -80.2983 | United States | US | USA | Florida |  | 6902 | 1840029044
Indian Trail, North Carolina, United States | Indian Trail | Indian Trail | 35.0698 | -80.6457 | United States | US | USA | North Carolina |  | 40252 | 1840016453
Indian Wells, California, United States | Indian Wells | Indian Wells | 33.7036 | -116.3396 | United States | US | USA | California |  | 5470 | 1840019303
Indiana, Pennsylvania, United States | Indiana | Indiana | 40.622 | -79.1552 | United States | US | USA | Pennsylvania |  | 27142 | 1840000997
Indianapolis, Indiana, United States | Indianapolis | Indianapolis | 39.7771 | -86.1458 | United States | US | USA | Indiana | admin | 1588961 | 1840030084
Indianola, Iowa, United States | Indianola | Indianola | 41.3629 | -93.5652 | United States | US | USA | Iowa |  | 15471 | 1840000648
Indianola, Mississippi, United States | Indianola | Indianola | 33.4492 | -90.6447 | United States | US | USA | Mississippi |  | 8804 | 1840014774
Indiantown, Florida, United States | Indiantown | Indiantown | 27.0375 | -80.4913 | United States | US | USA | Florida |  | 7669 | 1840014189
Indiga, Nenetskiy Avtonomnyy Okrug, Russia | Indiga | Indiga | 67.6898 | 49.0166 | Russia | RU | RUS | Nenetskiy Avtonomnyy Okrug |  | 10 | 1643522900
Inđija, Inđija, Serbia | Inđija | Indija | 45.0492 | 20.0792 | Serbia | RS | SRB | Inđija | admin |  | 1688349740
Indio, California, United States | Indio | Indio | 33.7346 | -116.2346 | United States | US | USA | California |  | 417059 | 1840019304
Indore, Madhya Pradesh, India | Indore | Indore | 22.7206 | 75.8472 | India | IN | IND | Madhya Pradesh |  | 2201927 | 1356402812
Indramayu, Jawa Barat, Indonesia | Indramayu | Indramayu | -6.3356 | 108.319 | Indonesia | ID | IDN | Jawa Barat | minor | 123263 | 1360004807
İnegöl, Bursa, Turkey | İnegöl | Inegol | 40.0806 | 29.5097 | Turkey | TR | TUR | Bursa | minor | 268155 | 1792592205
Ineu, Arad, Romania | Ineu | Ineu | 46.4258 | 21.8369 | Romania | RO | ROU | Arad |  | 9260 | 1642186469
Ingelfingen, Baden-Württemberg, Germany | Ingelfingen | Ingelfingen | 49.3 | 9.65 | Germany | DE | DEU | Baden-Württemberg |  | 5480 | 1276752846
Ingelheim, Rhineland-Palatinate, Germany | Ingelheim | Ingelheim | 49.9747 | 8.0564 | Germany | DE | DEU | Rhineland-Palatinate | minor | 35146 | 1276699130
Ingeniero Guillermo N. Juárez, Formosa, Argentina | Ingeniero Guillermo N. Juárez | Ingeniero Guillermo N. Juarez | -23.9 | -61.85 | Argentina | AR | ARG | Formosa | minor | 6453 | 1032585569
Ingeniero Jacobacci, Río Negro, Argentina | Ingeniero Jacobacci | Ingeniero Jacobacci | -41.3 | -69.5833 | Argentina | AR | ARG | Río Negro |  | 6261 | 1032402027
Ingersoll, Ontario, Canada | Ingersoll | Ingersoll | 43.0392 | -80.8836 | Canada | CA | CAN | Ontario |  | 12757 | 1124716784
Ingham, Queensland, Australia | Ingham | Ingham | -18.65 | 146.1667 | Australia | AU | AUS | Queensland |  | 4357 | 1036238542
Ingleside, Texas, United States | Ingleside | Ingleside | 27.87 | -97.2077 | United States | US | USA | Texas |  | 17940 | 1840019709
Inglewood, California, United States | Inglewood | Inglewood | 33.9566 | -118.3444 | United States | US | USA | California |  | 108151 | 1840019237
Ingolstadt, Bavaria, Germany | Ingolstadt | Ingolstadt | 48.7636 | 11.4261 | Germany | DE | DEU | Bavaria | minor | 136981 | 1276803150
Ingrāj Bāzār, West Bengal, India | Ingrāj Bāzār | Ingraj Bazar | 25 | 88.15 | India | IN | IND | West Bengal |  | 205521 | 1356142829
Inhambane, Inhambane, Mozambique | Inhambane | Inhambane | -23.865 | 35.3833 | Mozambique | MZ | MOZ | Inhambane | admin | 63837 | 1508945412
Inhumas, Goiás, Brazil | Inhumas | Inhumas | -16.3578 | -49.4961 | Brazil | BR | BRA | Goiás |  | 44058 | 1076130930
Inírida, Guainía, Colombia | Inírida | Inirida | 3.854 | -67.9061 | Colombia | CO | COL | Guainía | admin | 9065 | 1170563591
Inkerman, Sevastopol’, Misto, Ukraine | Inkerman | Inkerman | 44.6142 | 33.6083 | Ukraine | UA | UKR | Sevastopol’, Misto |  | 10196 | 1804447396
Inkster, Michigan, United States | Inkster | Inkster | 42.2935 | -83.3148 | United States | US | USA | Michigan |  | 24284 | 1840003983
Innisfail, Queensland, Australia | Innisfail | Innisfail | -17.5236 | 146.0292 | Australia | AU | AUS | Queensland |  | 7236 | 1036930229
Innisfail, Alberta, Canada | Innisfail | Innisfail | 52.0333 | -113.95 | Canada | CA | CAN | Alberta |  | 7847 | 1124612670
Innisfil, Ontario, Canada | Innisfil | Innisfil | 44.3 | -79.5833 | Canada | CA | CAN | Ontario |  | 36566 | 1124001408
Inniswold, Louisiana, United States | Inniswold | Inniswold | 30.3982 | -91.071 | United States | US | USA | Louisiana |  | 6777 | 1840031059
Innsbrook, Virginia, United States | Innsbrook | Innsbrook | 37.6552 | -77.5775 | United States | US | USA | Virginia |  | 8549 | 1840042829
Innsbruck, Tirol, Austria | Innsbruck | Innsbruck | 47.2683 | 11.3933 | Austria | AT | AUT | Tirol | admin | 132493 | 1040038924
Ino, Kōchi, Japan | Ino | Ino | 33.5486 | 133.4278 | Japan | JP | JPN | Kōchi |  | 21223 | 1392013071
Inongo, Mai-Ndombe, Congo (Kinshasa) | Inongo | Inongo | -1.94 | 18.28 | Congo (Kinshasa) | CD | COD | Mai-Ndombe | admin | 40113 | 1180194164
Inowrocław, Kujawsko-Pomorskie, Poland | Inowrocław | Inowroclaw | 52.7958 | 18.2611 | Poland | PL | POL | Kujawsko-Pomorskie | minor | 76086 | 1616606592
I-n-Salah, Tamanrasset, Algeria | I-n-Salah | I-n-Salah | 27.2166 | 2.4666 | Algeria | DZ | DZA | Tamanrasset |  | 49223 | 1012201146
Insar, Mordoviya, Russia | Insar | Insar | 53.8667 | 44.3667 | Russia | RU | RUS | Mordoviya |  | 8010 | 1643619919
Însurăţei, Brăila, Romania | Însurăţei | Insuratei | 44.9167 | 27.6 | Romania | RO | ROU | Brăila |  | 6528 | 1642422424
Inta, Komi, Russia | Inta | Inta | 66.0398 | 60.1315 | Russia | RU | RUS | Komi |  | 25444 | 1643587482
Interlaken, California, United States | Interlaken | Interlaken | 36.9505 | -121.7363 | United States | US | USA | California |  | 7191 | 1840017653
Interlaken, Bern, Switzerland | Interlaken | Interlaken | 46.6881 | 7.8646 | Switzerland | CH | CHE | Bern | minor | 5592 | 1756062861
International Falls, Minnesota, United States | International Falls | International Falls | 48.5884 | -93.4083 | United States | US | USA | Minnesota |  | 6382 | 1840007684
Întorsura Buzăului, Covasna, Romania | Întorsura Buzăului | Intorsura Buzaului | 45.6728 | 26.0342 | Romania | RO | ROU | Covasna |  | 7528 | 1642148572
Inuma, Saitama, Japan | Inuma | Inuma | 36 | 139.6239 | Japan | JP | JPN | Saitama |  | 44977 | 1392163993
Inuyama, Aichi, Japan | Inuyama | Inuyama | 35.3833 | 136.95 | Japan | JP | JPN | Aichi |  | 73541 | 1392393169
Inver Grove Heights, Minnesota, United States | Inver Grove Heights | Inver Grove Heights | 44.8247 | -93.0596 | United States | US | USA | Minnesota |  | 35672 | 1840007858
Invercargill, Southland, New Zealand | Invercargill | Invercargill | -46.429 | 168.362 | New Zealand | NZ | NZL | Southland | admin | 48700 | 1554148942
Inverell, New South Wales, Australia | Inverell | Inverell | -29.7817 | 151.1178 | Australia | AU | AUS | New South Wales |  | 11660 | 1036652902
Inverloch, Victoria, Australia | Inverloch | Inverloch | -38.6334 | 145.7278 | Australia | AU | AUS | Victoria |  | 5437 | 1036393902
Inverness, Highland, United Kingdom | Inverness | Inverness | 57.4781 | -4.2233 | United Kingdom | GB | GBR | Highland |  | 70000 | 1826161019
Inverness, Nova Scotia, Canada | Inverness | Inverness | 46.2 | -61.1 | Canada | CA | CAN | Nova Scotia |  | 17235 | 1124840965
Inverness, Florida, United States | Inverness | Inverness | 28.8397 | -82.3437 | United States | US | USA | Florida |  | 7414 | 1840015085
Inverness, Illinois, United States | Inverness | Inverness | 42.1152 | -88.1019 | United States | US | USA | Illinois |  | 7376 | 1840011266
Inverness Highlands South, Florida, United States | Inverness Highlands South | Inverness Highlands South | 28.8007 | -82.3371 | United States | US | USA | Florida |  | 6288 | 1840073844
Inverurie, Aberdeenshire, United Kingdom | Inverurie | Inverurie | 57.28 | -2.38 | United Kingdom | GB | GBR | Aberdeenshire |  | 10885 | 1826552358
Inwood, New York, United States | Inwood | Inwood | 40.6218 | -73.7507 | United States | US | USA | New York |  | 9804 | 1840005267
Inwood, Florida, United States | Inwood | Inwood | 28.0391 | -81.7677 | United States | US | USA | Florida |  | 7651 | 1840014123
Inza, Ul’yanovskaya Oblast’, Russia | Inza | Inza | 53.85 | 46.35 | Russia | RU | RUS | Ul’yanovskaya Oblast’ |  | 17630 | 1643770166
Inzai, Chiba, Japan | Inzai | Inzai | 35.8322 | 140.1458 | Japan | JP | JPN | Chiba |  | 100907 | 1392272573
Ioánnina, Ípeiros, Greece | Ioánnina | Ioannina | 39.6647 | 20.8519 | Greece | GR | GRC | Ípeiros | admin | 65574 | 1300317204
Iola, Kansas, United States | Iola | Iola | 37.9274 | -95.4006 | United States | US | USA | Kansas |  | 5288 | 1840001681
Iona, Florida, United States | Iona | Iona | 26.516 | -81.9601 | United States | US | USA | Florida |  | 14385 | 1840028702
Ione, California, United States | Ione | Ione | 38.3613 | -120.9422 | United States | US | USA | California |  | 8462 | 1840018851
Ionia, Michigan, United States | Ionia | Ionia | 42.9772 | -85.0727 | United States | US | USA | Michigan |  | 14122 | 1840003075
Iowa City, Iowa, United States | Iowa City | Iowa City | 41.6559 | -91.5303 | United States | US | USA | Iowa |  | 118041 | 1840000532
Iowa Park, Texas, United States | Iowa Park | Iowa Park | 33.9622 | -98.6819 | United States | US | USA | Texas |  | 6268 | 1840019279
Ipatinga, Minas Gerais, Brazil | Ipatinga | Ipatinga | -19.4796 | -42.52 | Brazil | BR | BRA | Minas Gerais |  | 407894 | 1076484921
Ipatovo, Stavropol’skiy Kray, Russia | Ipatovo | Ipatovo | 45.7167 | 42.9 | Russia | RU | RUS | Stavropol’skiy Kray |  | 23579 | 1643097291
Ipauçu, São Paulo, Brazil | Ipauçu | Ipaucu | -23.0569 | -49.6267 | Brazil | BR | BRA | São Paulo |  | 14579 | 1076000796
Iperó, São Paulo, Brazil | Iperó | Ipero | -23.3503 | -47.6886 | Brazil | BR | BRA | São Paulo |  | 33367 | 1076747973
Ipeúna, São Paulo, Brazil | Ipeúna | Ipeuna | -22.4333 | -47.7167 | Brazil | BR | BRA | São Paulo |  | 6914 | 1076773773
Ipiales, Nariño, Colombia | Ipiales | Ipiales | 0.8289 | -77.6406 | Colombia | CO | COL | Nariño | minor | 109116 | 1170309931
Ipiguá, São Paulo, Brazil | Ipiguá | Ipigua | -20.6569 | -49.3869 | Brazil | BR | BRA | São Paulo |  | 5022 | 1076348289
Ipil, Zamboanga Sibugay, Philippines | Ipil | Ipil | 7.7844 | 122.5861 | Philippines | PH | PHL | Zamboanga Sibugay | admin |  | 1608307222
Ipoh, Perak, Malaysia | Ipoh | Ipoh | 4.6 | 101.07 | Malaysia | MY | MYS | Perak | admin | 866772 | 1458423505
Iporá, Goiás, Brazil | Iporá | Ipora | -16.45 | -51.13 | Brazil | BR | BRA | Goiás |  | 28254 | 1076392298
İpsala, Edirne, Turkey | İpsala | Ipsala | 40.9181 | 26.3831 | Turkey | TR | TUR | Edirne | minor | 27498 | 1792000511
Ipswich, Suffolk, United Kingdom | Ipswich | Ipswich | 52.0594 | 1.1556 | United Kingdom | GB | GBR | Suffolk |  | 180000 | 1826629486
Ipswich, Queensland, Australia | Ipswich | Ipswich | -27.6167 | 152.7667 | Australia | AU | AUS | Queensland |  | 163000 | 1036244388
Ipswich, Massachusetts, United States | Ipswich | Ipswich | 42.6857 | -70.8399 | United States | US | USA | Massachusetts |  | 13901 | 1840053668
Ipu, Ceará, Brazil | Ipu | Ipu | -4.3196 | -40.7201 | Brazil | BR | BRA | Ceará |  | 26678 | 1076972725
Ipuã, São Paulo, Brazil | Ipuã | Ipua | -20.4381 | -48.0122 | Brazil | BR | BRA | São Paulo |  | 15567 | 1076410935
Iqaluit, Nunavut, Canada | Iqaluit | Iqaluit | 63.7598 | -68.5107 | Canada | CA | CAN | Nunavut |  | 7740 | 1124379539
Iquique, Tarapacá, Chile | Iquique | Iquique | -20.2141 | -70.1524 | Chile | CL | CHL | Tarapacá | admin | 188003 | 1152234625
Iquitos, Loreto, Peru | Iquitos | Iquitos | -3.7333 | -73.25 | Peru | PE | PER | Loreto | admin | 377609 | 1604493809
Iracemápolis, São Paulo, Brazil | Iracemápolis | Iracemapolis | -22.5808 | -47.5189 | Brazil | BR | BRA | São Paulo |  | 22557 | 1076095020
Iracoubo, , French Guiana | Iracoubo | Iracoubo | 5.4804 | -53.22 | French Guiana | GF | GUF |  | minor | 1536 | 1254480447
Irákleio, Kríti, Greece | Irákleio | Irakleio | 35.3333 | 25.1333 | Greece | GR | GRC | Kríti | admin | 140730 | 1300777854
Īrānshahr, Sīstān va Balūchestān, Iran | Īrānshahr | Iranshahr | 27.2025 | 60.6847 | Iran | IR | IRN | Sīstān va Balūchestān | minor | 113750 | 1364413748
Irapuã, São Paulo, Brazil | Irapuã | Irapua | -21.2794 | -49.4089 | Brazil | BR | BRA | São Paulo |  | 7774 | 1076875397
Irapuato, Guanajuato, Mexico | Irapuato | Irapuato | 20.6667 | -101.35 | Mexico | MX | MEX | Guanajuato | minor | 380941 | 1484625454
Irapuru, São Paulo, Brazil | Irapuru | Irapuru | -21.5708 | -51.345 | Brazil | BR | BRA | São Paulo |  | 8187 | 1076696803
Irati, Paraná, Brazil | Irati | Irati | -25.4672 | -50.6511 | Brazil | BR | BRA | Paraná |  | 45830 | 1076276918
Irbid, Irbid, Jordan | Irbid | Irbid | 32.5556 | 35.85 | Jordan | JO | JOR | Irbid | admin | 1088100 | 1400221568
Irbit, Sverdlovskaya Oblast’, Russia | Irbit | Irbit | 57.6667 | 63.0667 | Russia | RU | RUS | Sverdlovskaya Oblast’ |  | 36668 | 1643949941
Irecê, Bahia, Brazil | Irecê | Irece | -11.3042 | -41.8558 | Brazil | BR | BRA | Bahia |  | 63626 | 1076348562
Irig, Irig, Serbia | Irig | Irig | 45.1011 | 19.8583 | Serbia | RS | SRB | Irig | admin | 4848 | 1688660485
Iriga City, Camarines Sur, Philippines | Iriga City | Iriga City | 13.4167 | 123.4167 | Philippines | PH | PHL | Camarines Sur |  | 111757 | 1608112592
Iringa, Iringa, Tanzania | Iringa | Iringa | -7.77 | 35.69 | Tanzania | TZ | TZA | Iringa | admin | 111820 | 1834453478
Irkutsk, Irkutskaya Oblast’, Russia | Irkutsk | Irkutsk | 52.2833 | 104.3 | Russia | RU | RUS | Irkutskaya Oblast’ | admin | 623736 | 1643439037
Irlam, Salford, United Kingdom | Irlam | Irlam | 53.445 | -2.422 | United Kingdom | GB | GBR | Salford |  | 19933 | 1826561547
Irmo, South Carolina, United States | Irmo | Irmo | 34.1018 | -81.1957 | United States | US | USA | South Carolina |  | 12483 | 1840016723
Iron Mountain, Michigan, United States | Iron Mountain | Iron Mountain | 45.8275 | -88.0599 | United States | US | USA | Michigan |  | 18432 | 1840001991
Irondale, Alabama, United States | Irondale | Irondale | 33.544 | -86.6599 | United States | US | USA | Alabama |  | 12893 | 1840014797
Irondale, Georgia, United States | Irondale | Irondale | 33.4773 | -84.36 | United States | US | USA | Georgia |  | 8578 | 1840029456
Irondequoit, New York, United States | Irondequoit | Irondequoit | 43.2096 | -77.5705 | United States | US | USA | New York |  | 50427 | 1840058201
Ironton, Ohio, United States | Ironton | Ironton | 38.5319 | -82.6777 | United States | US | USA | Ohio |  | 10532 | 1840008607
Ironwood, Michigan, United States | Ironwood | Ironwood | 46.4522 | -90.1505 | United States | US | USA | Michigan |  | 6448 | 1840001942
Irpin’, Kyyivs’ka Oblast’, Ukraine | Irpin’ | Irpin' | 50.5167 | 30.25 | Ukraine | UA | UKR | Kyyivs’ka Oblast’ |  | 56806 | 1804919448
Irshava, Zakarpats’ka Oblast’, Ukraine | Irshava | Irshava | 48.3172 | 23.0375 | Ukraine | UA | UKR | Zakarpats’ka Oblast’ | minor | 9276 | 1804188148
Irthlingborough, Northamptonshire, United Kingdom | Irthlingborough | Irthlingborough | 52.324 | -0.614 | United Kingdom | GB | GBR | Northamptonshire |  | 8900 | 1826205713
Iruma, Saitama, Japan | Iruma | Iruma | 35.8358 | 139.3911 | Japan | JP | JPN | Saitama |  | 146802 | 1392661533
Irvine, California, United States | Irvine | Irvine | 33.6772 | -117.7738 | United States | US | USA | California |  | 287401 | 1840019325
Irvine, North Ayrshire, United Kingdom | Irvine | Irvine | 55.6201 | -4.6614 | United Kingdom | GB | GBR | North Ayrshire |  | 34010 | 1826965925
Irving, Texas, United States | Irving | Irving | 32.8584 | -96.9702 | United States | US | USA | Texas |  | 239798 | 1840019438
Irvington, New Jersey, United States | Irvington | Irvington | 40.7242 | -74.2318 | United States | US | USA | New Jersey |  | 54035 | 1840080906
Irvington, New York, United States | Irvington | Irvington | 41.0349 | -73.8661 | United States | US | USA | New York |  | 6473 | 1840004933
Irymple, Victoria, Australia | Irymple | Irymple | -34.2333 | 142.1667 | Australia | AU | AUS | Victoria |  | 5325 | 1036990765
Isabela, Puerto Rico, Puerto Rico | Isabela | Isabela | 18.4991 | -67.022 | Puerto Rico | PR | PRI | Puerto Rico |  | 10708 | 1630023674
Isaccea, Tulcea, Romania | Isaccea | Isaccea | 45.2697 | 28.4597 | Romania | RO | ROU | Tulcea |  | 5026 | 1642847805
Ísafjörður, Vestfirðir, Iceland | Ísafjörður | Isafjordhur | 66.0738 | -23.1417 | Iceland | IS | ISL | Vestfirðir |  | 2620 | 1352563432
Isahaya, Nagasaki, Japan | Isahaya | Isahaya | 32.8442 | 130.0536 | Japan | JP | JPN | Nagasaki |  | 134503 | 1392443480
Isale, Bujumbura Rural, Burundi | Isale | Isale | -3.3444 | 29.4833 | Burundi | BI | BDI | Bujumbura Rural | admin |  | 1108407022
Isangel, Tafea, Vanuatu | Isangel | Isangel | -19.5417 | 169.2817 | Vanuatu | VU | VUT | Tafea | admin |  | 1548941443
Isanti, Minnesota, United States | Isanti | Isanti | 45.4928 | -93.2407 | United States | US | USA | Minnesota |  | 6120 | 1840007789
Ise, Mie, Japan | Ise | Ise | 34.4833 | 136.7167 | Japan | JP | JPN | Mie |  | 123783 | 1392000398
Isehara, Kanagawa, Japan | Isehara | Isehara | 35.4028 | 139.315 | Japan | JP | JPN | Kanagawa |  | 102137 | 1392928065
Iselin, New Jersey, United States | Iselin | Iselin | 40.5702 | -74.317 | United States | US | USA | New Jersey |  | 18274 | 1840005418
Isen, Kagoshima, Japan | Isen | Isen | 27.6736 | 128.9375 | Japan | JP | JPN | Kagoshima |  | 6476 | 1392971525
Iserlohn, North Rhine-Westphalia, Germany | Iserlohn | Iserlohn | 51.3833 | 7.6667 | Germany | DE | DEU | North Rhine-Westphalia |  | 92666 | 1276837267
Iseyin, Oyo, Nigeria | Iseyin | Iseyin | 7.9667 | 3.6 | Nigeria | NG | NGA | Oyo | minor | 98071 | 1566714777
Isfana, Batken, Kyrgyzstan | Isfana | Isfana | 39.8333 | 69.5167 | Kyrgyzstan | KG | KGZ | Batken | minor | 18244 | 1417781894
Isfara, Sughd, Tajikistan | Isfara | Isfara | 40.1167 | 70.6333 | Tajikistan | TJ | TJK | Sughd | minor | 40000 | 1762121684
Ishigaki, Okinawa, Japan | Ishigaki | Ishigaki | 24.3333 | 124.15 | Japan | JP | JPN | Okinawa |  | 48132 | 1392462580
Ishii, Tokushima, Japan | Ishii | Ishii | 34.0747 | 134.4406 | Japan | JP | JPN | Tokushima |  | 25066 | 1392141128
Ishikari, Hokkaidō, Japan | Ishikari | Ishikari | 43.1783 | 141.3067 | Japan | JP | JPN | Hokkaidō |  | 58277 | 1392382929
Ishikida, Kumamoto, Japan | Ishikida | Ishikida | 32.2989 | 130.4931 | Japan | JP | JPN | Kumamoto |  | 16189 | 1392038092
Ishim, Tyumenskaya Oblast’, Russia | Ishim | Ishim | 56.1167 | 69.5 | Russia | RU | RUS | Tyumenskaya Oblast’ |  | 65142 | 1643798395
Ishimbay, Bashkortostan, Russia | Ishimbay | Ishimbay | 53.45 | 56.0333 | Russia | RU | RUS | Bashkortostan |  | 65422 | 1643130656
Ishinari, Saga, Japan | Ishinari | Ishinari | 33.3211 | 130.3989 | Japan | JP | JPN | Saga |  | 16328 | 1392473342
Ishioka, Ibaraki, Japan | Ishioka | Ishioka | 36.1833 | 140.2833 | Japan | JP | JPN | Ibaraki |  | 73110 | 1392188897
Ishizaki, Miyagi, Japan | Ishizaki | Ishizaki | 38.4281 | 141.3061 | Japan | JP | JPN | Miyagi |  | 141293 | 1392384377
Ishpeming, Michigan, United States | Ishpeming | Ishpeming | 46.4862 | -87.6658 | United States | US | USA | Michigan |  | 12198 | 1840003922
Ishqoshim, Kŭhistoni Badakhshon, Tajikistan | Ishqoshim | Ishqoshim | 36.7272 | 71.6117 | Tajikistan | TJ | TJK | Kŭhistoni Badakhshon | minor | 6567 | 1762005667
Isidro Casanova, Buenos Aires, Argentina | Isidro Casanova | Isidro Casanova | -34.7 | -58.5833 | Argentina | AR | ARG | Buenos Aires |  | 190696 | 1032715964
Isilkul, Omskaya Oblast’, Russia | Isilkul | Isilkul | 54.9089 | 71.2606 | Russia | RU | RUS | Omskaya Oblast’ |  | 22903 | 1643502986
Isingiro, Isingiro, Uganda | Isingiro | Isingiro | -0.8686 | 30.8302 | Uganda | UG | UGA | Isingiro | admin |  | 1800843586
Isiolo, Isiolo, Kenya | Isiolo | Isiolo | 0.35 | 37.5833 | Kenya | KE | KEN | Isiolo | admin | 45989 | 1404771203
Isiro, Haut-Uélé, Congo (Kinshasa) | Isiro | Isiro | 2.7833 | 27.6167 | Congo (Kinshasa) | CD | COD | Haut-Uélé | admin | 157196 | 1180183850
Iskandar, Toshkent, Uzbekistan | Iskandar | Iskandar | 41.5507 | 69.6807 | Uzbekistan | UZ | UZB | Toshkent |  | 195633 | 1860285858
İskenderun, Hatay, Turkey | İskenderun | Iskenderun | 36.5804 | 36.17 | Turkey | TR | TUR | Hatay | minor | 297943 | 1792962911
Iskitim, Novosibirskaya Oblast’, Russia | Iskitim | Iskitim | 54.6333 | 83.3 | Russia | RU | RUS | Novosibirskaya Oblast’ |  | 56602 | 1643924276
Isla Mujeres, Quintana Roo, Mexico | Isla Mujeres | Isla Mujeres | 21.2084 | -86.7115 | Mexico | MX | MEX | Quintana Roo | minor | 12491 | 1484856745
Isla Vista, California, United States | Isla Vista | Isla Vista | 34.4144 | -119.8581 | United States | US | USA | California |  | 27690 | 1840017887
İslahiye, Gaziantep, Turkey | İslahiye | Islahiye | 37.0264 | 36.6322 | Turkey | TR | TUR | Gaziantep | minor | 67674 | 1792369096
Islamabad, Islāmābād, Pakistan | Islamabad | Islamabad | 33.6989 | 73.0369 | Pakistan | PK | PAK | Islāmābād | primary | 1365000 | 1586306717
Islamorada, Village of Islands, Florida, United States | Islamorada, Village of Islands | Islamorada, Village of Islands | 24.9408 | -80.6097 | United States | US | USA | Florida |  | 6317 | 1840073890
Island Lake, Illinois, United States | Island Lake | Island Lake | 42.2783 | -88.1999 | United States | US | USA | Illinois |  | 8020 | 1840011155
Islington, Islington, United Kingdom | Islington | Islington | 51.544 | -0.1027 | United Kingdom | GB | GBR | Islington |  | 206125 | 1826267810
Islip, New York, United States | Islip | Islip | 40.7384 | -73.1887 | United States | US | USA | New York |  | 332862 | 1840058203
Islip Terrace, New York, United States | Islip Terrace | Islip Terrace | 40.7506 | -73.1872 | United States | US | USA | New York |  | 5529 | 1840005083
Ismailia, Al Ismā‘īlīyah, Egypt | Ismailia | Ismailia | 30.5833 | 32.2667 | Egypt | EG | EGY | Al Ismā‘īlīyah | admin | 293184 | 1818532766
İsmayıllı, İsmayıllı, Azerbaijan | İsmayıllı | Ismayilli | 40.7839 | 48.1439 | Azerbaijan | AZ | AZE | İsmayıllı | admin | 20660 | 1031380246
Isnā, Qinā, Egypt | Isnā | Isna | 25.2933 | 32.5564 | Egypt | EG | EGY | Qinā |  | 68656 | 1818782058
Isny im Allgäu, Baden-Württemberg, Germany | Isny im Allgäu | Isny im Allgau | 47.6919 | 10.0394 | Germany | DE | DEU | Baden-Württemberg |  | 14018 | 1276817029
Isparta, Isparta, Turkey | Isparta | Isparta | 37.7667 | 30.55 | Turkey | TR | TUR | Isparta | admin | 258375 | 1792105249
Isperih, Razgrad, Bulgaria | Isperih | Isperih | 43.7156 | 26.8275 | Bulgaria | BG | BGR | Razgrad |  | 11797 | 1100443393
Issaquah, Washington, United States | Issaquah | Issaquah | 47.544 | -122.0471 | United States | US | USA | Washington |  | 39509 | 1840018422
Isselburg, North Rhine-Westphalia, Germany | Isselburg | Isselburg | 51.8331 | 6.4667 | Germany | DE | DEU | North Rhine-Westphalia |  | 10692 | 1276291183
Issy-les-Moulineaux, Île-de-France, France | Issy-les-Moulineaux | Issy-les-Moulineaux | 48.8239 | 2.27 | France | FR | FRA | Île-de-France |  | 68451 | 1250923546
Istanbul, İstanbul, Turkey | Istanbul | Istanbul | 41.01 | 28.9603 | Turkey | TR | TUR | İstanbul | admin | 15154000 | 1792756324
Istaravshan, Sughd, Tajikistan | Istaravshan | Istaravshan | 39.9108 | 69.0064 | Tajikistan | TJ | TJK | Sughd | minor | 57400 | 1762380072
Istog, Istog, Kosovo | Istog | Istog | 42.7833 | 20.4833 | Kosovo | XK | XKS | Istog | admin | 39289 | 1901248770
Istres, Provence-Alpes-Côte d’Azur, France | Istres | Istres | 43.5151 | 4.9895 | France | FR | FRA | Provence-Alpes-Côte d’Azur | minor | 43133 | 1250932353
Isulan, Sultan Kudarat, Philippines | Isulan | Isulan | 6.6294 | 124.6051 | Philippines | PH | PHL | Sultan Kudarat | admin |  | 1608085930
Ita, Fukuoka, Japan | Ita | Ita | 33.6528 | 130.7792 | Japan | JP | JPN | Fukuoka |  | 8598 | 1392811051
Itá, Central, Paraguay | Itá | Ita | -25.5096 | -57.36 | Paraguay | PY | PRY | Central |  | 41090 | 1600969782
Itaberá, São Paulo, Brazil | Itaberá | Itabera | -23.8619 | -49.1372 | Brazil | BR | BRA | São Paulo |  | 18015 | 1076280626
Itaberaba, Bahia, Brazil | Itaberaba | Itaberaba | -12.5275 | -40.3069 | Brazil | BR | BRA | Bahia |  | 47301 | 1076160849
Itaberaí, Goiás, Brazil | Itaberaí | Itaberai | -16.02 | -49.81 | Brazil | BR | BRA | Goiás |  | 22129 | 1076044452
Itabuna, Bahia, Brazil | Itabuna | Itabuna | -14.7896 | -39.28 | Brazil | BR | BRA | Bahia |  | 221938 | 1076003792
Itacoatiara, Amazonas, Brazil | Itacoatiara | Itacoatiara | -3.1431 | -58.4442 | Brazil | BR | BRA | Amazonas |  | 51509 | 1076759384
Īṭahari̇̄, Kosī, Nepal | Īṭahari̇̄ | Itahari | 26.6667 | 87.2833 | Nepal | NP | NPL | Kosī |  | 74501 | 1524696654
Itaí, São Paulo, Brazil | Itaí | Itai | -23.4178 | -49.0906 | Brazil | BR | BRA | São Paulo |  | 26042 | 1076144804
Itaituba, Pará, Brazil | Itaituba | Itaituba | -4.2761 | -55.9836 | Brazil | BR | BRA | Pará |  | 92308 | 1076849673
Itajaí, Santa Catarina, Brazil | Itajaí | Itajai | -26.8996 | -48.68 | Brazil | BR | BRA | Santa Catarina |  | 327126 | 1076348188
Itajobi, São Paulo, Brazil | Itajobi | Itajobi | -21.3178 | -49.0539 | Brazil | BR | BRA | São Paulo |  | 15177 | 1076185056
Itako, Ibaraki, Japan | Itako | Itako | 35.9472 | 140.5553 | Japan | JP | JPN | Ibaraki |  | 27807 | 1392908453
Itamaraju, Bahia, Brazil | Itamaraju | Itamaraju | -17.0392 | -39.5311 | Brazil | BR | BRA | Bahia |  | 47628 | 1076241282
Itambé, Bahia, Brazil | Itambé | Itambe | -15.2396 | -40.63 | Brazil | BR | BRA | Bahia |  | 23558 | 1076307665
Itami, Hyōgo, Japan | Itami | Itami | 34.7867 | 135.4056 | Japan | JP | JPN | Hyōgo |  | 198395 | 1392384479
Itānagar, Arunāchal Pradesh, India | Itānagar | Itanagar | 27.1 | 93.62 | India | IN | IND | Arunāchal Pradesh | admin | 59490 | 1356023817
Itanhaém, São Paulo, Brazil | Itanhaém | Itanhaem | -24.1831 | -46.7889 | Brazil | BR | BRA | São Paulo |  | 90385 | 1076274068
Itapecerica da Serra, São Paulo, Brazil | Itapecerica da Serra | Itapecerica da Serra | -23.7172 | -46.8494 | Brazil | BR | BRA | São Paulo |  | 167236 | 1076163359
Itapecuru Mirim, Maranhão, Brazil | Itapecuru Mirim | Itapecuru Mirim | -3.3925 | -44.3586 | Brazil | BR | BRA | Maranhão |  | 34943 | 1076422017
Itapetinga, Bahia, Brazil | Itapetinga | Itapetinga | -15.2489 | -40.2478 | Brazil | BR | BRA | Bahia |  | 59721 | 1076005350
Itapetininga, São Paulo, Brazil | Itapetininga | Itapetininga | -23.5917 | -48.0531 | Brazil | BR | BRA | São Paulo |  | 157016 | 1076425970
Itapeva, São Paulo, Brazil | Itapeva | Itapeva | -23.9822 | -48.8756 | Brazil | BR | BRA | São Paulo |  | 62957 | 1076767110
Itapevi, São Paulo, Brazil | Itapevi | Itapevi | -23.5489 | -46.9342 | Brazil | BR | BRA | São Paulo |  | 223404 | 1076008789
Itapipoca, Ceará, Brazil | Itapipoca | Itapipoca | -3.4995 | -39.58 | Brazil | BR | BRA | Ceará |  | 55784 | 1076980375
Itapira, São Paulo, Brazil | Itapira | Itapira | -22.4361 | -46.8217 | Brazil | BR | BRA | São Paulo |  | 72967 | 1076706166
Itápolis, São Paulo, Brazil | Itápolis | Itapolis | -21.5958 | -48.8128 | Brazil | BR | BRA | São Paulo |  | 42343 | 1076174719
Itapuí, São Paulo, Brazil | Itapuí | Itapui | -22.2333 | -48.7192 | Brazil | BR | BRA | São Paulo |  | 13328 | 1076494773
Itaquaquecetuba, São Paulo, Brazil | Itaquaquecetuba | Itaquaquecetuba | -23.4864 | -46.3486 | Brazil | BR | BRA | São Paulo |  | 352801 | 1076942224
Itararé, São Paulo, Brazil | Itararé | Itarare | -24.1125 | -49.3317 | Brazil | BR | BRA | São Paulo |  | 50105 | 1076167358
Itariri, São Paulo, Brazil | Itariri | Itariri | -24.2888 | -47.1332 | Brazil | BR | BRA | São Paulo |  | 16759 | 1076020953
Itasca, Illinois, United States | Itasca | Itasca | 41.9773 | -88.0182 | United States | US | USA | Illinois |  | 9805 | 1840011400
Itatiba, São Paulo, Brazil | Itatiba | Itatiba | -23.0058 | -46.8389 | Brazil | BR | BRA | São Paulo |  | 113284 | 1076747401
Itaúna, Minas Gerais, Brazil | Itaúna | Itauna | -20.0753 | -44.5764 | Brazil | BR | BRA | Minas Gerais |  | 77400 | 1076321811
Itayanagi, Aomori, Japan | Itayanagi | Itayanagi | 40.6961 | 140.4575 | Japan | JP | JPN | Aomori |  | 13064 | 1392658620
Iten, Elgeyo/Marakwet, Kenya | Iten | Iten | 0.6703 | 35.5081 | Kenya | KE | KEN | Elgeyo/Marakwet | admin |  | 1404000102
Ithaca, New York, United States | Ithaca | Ithaca | 42.4442 | -76.5032 | United States | US | USA | New York |  | 55137 | 1840000442
Itigi, Singida, Tanzania | Itigi | Itigi | -5.6996 | 34.48 | Tanzania | TZ | TZA | Singida |  | 19711 | 1834524806
Itirapina, São Paulo, Brazil | Itirapina | Itirapina | -22.2528 | -47.8228 | Brazil | BR | BRA | São Paulo |  | 17160 | 1076964066
Itirapuã, São Paulo, Brazil | Itirapuã | Itirapua | -20.6408 | -47.2192 | Brazil | BR | BRA | São Paulo |  | 6321 | 1076640162
Itobi, São Paulo, Brazil | Itobi | Itobi | -21.7369 | -46.975 | Brazil | BR | BRA | São Paulo |  | 7831 | 1076452986
Itoigawa, Niigata, Japan | Itoigawa | Itoigawa | 37.0333 | 137.85 | Japan | JP | JPN | Niigata |  | 41325 | 1392314083
Itoman, Okinawa, Japan | Itoman | Itoman | 26.1236 | 127.6658 | Japan | JP | JPN | Okinawa |  | 60546 | 1392029438
Itu, São Paulo, Brazil | Itu | Itu | -23.2642 | -47.2992 | Brazil | BR | BRA | São Paulo |  | 167095 | 1076622789
Ituiutaba, Minas Gerais, Brazil | Ituiutaba | Ituiutaba | -19.0151 | -49.5504 | Brazil | BR | BRA | Minas Gerais |  | 97171 | 1076873111
Itumbiara, Goiás, Brazil | Itumbiara | Itumbiara | -18.3996 | -49.21 | Brazil | BR | BRA | Goiás |  | 79582 | 1076693747
Ituni, Upper Demerara-Berbice, Guyana | Ituni | Ituni | 5.5333 | -58.25 | Guyana | GY | GUY | Upper Demerara-Berbice |  | 100 | 1328501744
Itupeva, São Paulo, Brazil | Itupeva | Itupeva | -23.1531 | -47.0578 | Brazil | BR | BRA | São Paulo |  | 54128 | 1076387390
Itupiranga, Pará, Brazil | Itupiranga | Itupiranga | -5.12 | -49.3 | Brazil | BR | BRA | Pará |  | 21301 | 1076086545
Iturama, Minas Gerais, Brazil | Iturama | Iturama | -19.73 | -50.2 | Brazil | BR | BRA | Minas Gerais |  | 29805 | 1076049375
Itzehoe, Schleswig-Holstein, Germany | Itzehoe | Itzehoe | 53.925 | 9.5164 | Germany | DE | DEU | Schleswig-Holstein | minor | 31879 | 1276277285
Ivanava, Brestskaya Voblasts’, Belarus | Ivanava | Ivanava | 52.1333 | 25.55 | Belarus | BY | BLR | Brestskaya Voblasts’ | minor | 16600 | 1112507447
Ivančice, Jihomoravský Kraj, Czechia | Ivančice | Ivancice | 49.1015 | 16.3775 | Czechia | CZ | CZE | Jihomoravský Kraj |  | 9760 | 1203249406
Ivančna Gorica, Ivančna Gorica, Slovenia | Ivančna Gorica | Ivancna Gorica | 45.9383 | 14.8044 | Slovenia | SI | SVN | Ivančna Gorica | admin |  | 1705930549
Ivangorod, Leningradskaya Oblast’, Russia | Ivangorod | Ivangorod | 59.375 | 28.2053 | Russia | RU | RUS | Leningradskaya Oblast’ |  | 10453 | 1643468545
Ivanhoe, New South Wales, Australia | Ivanhoe | Ivanhoe | -32.8983 | 144.3 | Australia | AU | AUS | New South Wales |  | 327 | 1036571526
Ivanić-Grad, Zagrebačka Županija, Croatia | Ivanić-Grad | Ivanic-Grad | 45.7081 | 16.3947 | Croatia | HR | HRV | Zagrebačka Županija | minor | 14723 | 1191909415
Ivanjica, Ivanjica, Serbia | Ivanjica | Ivanjica | 43.5811 | 20.2297 | Serbia | RS | SRB | Ivanjica | admin |  | 1688450536
Ivano-Frankivsk, Ivano-Frankivs’ka Oblast’, Ukraine | Ivano-Frankivsk | Ivano-Frankivsk | 48.9228 | 24.7106 | Ukraine | UA | UKR | Ivano-Frankivs’ka Oblast’ | admin | 236602 | 1804208152
Ivanovo, Ivanovskaya Oblast’, Russia | Ivanovo | Ivanovo | 57 | 41 | Russia | RU | RUS | Ivanovskaya Oblast’ | admin | 406933 | 1643297945
Ivanteyevka, Moskovskaya Oblast’, Russia | Ivanteyevka | Ivanteyevka | 55.97 | 37.92 | Russia | RU | RUS | Moskovskaya Oblast’ |  | 79346 | 1643986494
Ivdel, Sverdlovskaya Oblast’, Russia | Ivdel | Ivdel | 60.6833 | 60.4333 | Russia | RU | RUS | Sverdlovskaya Oblast’ |  | 15888 | 1643246085
Iver, Buckinghamshire, United Kingdom | Iver | Iver | 51.521 | -0.507 | United Kingdom | GB | GBR | Buckinghamshire |  | 11119 | 1826636637
Ives Estates, Florida, United States | Ives Estates | Ives Estates | 25.9632 | -80.183 | United States | US | USA | Florida |  | 22682 | 1840028705
Ivins, Utah, United States | Ivins | Ivins | 37.1742 | -113.6809 | United States | US | USA | Utah |  | 9192 | 1840018937
Ivry-sur-Seine, Île-de-France, France | Ivry-sur-Seine | Ivry-sur-Seine | 48.8078 | 2.3747 | France | FR | FRA | Île-de-France |  | 62052 | 1250904640
Ivybridge, Devon, United Kingdom | Ivybridge | Ivybridge | 50.389 | -3.921 | United Kingdom | GB | GBR | Devon |  | 11851 | 1826566747
Iwai, Tottori, Japan | Iwai | Iwai | 35.5758 | 134.3319 | Japan | JP | JPN | Tottori |  | 10919 | 1392109528
Iwaizumi, Iwate, Japan | Iwaizumi | Iwaizumi | 39.8431 | 141.7967 | Japan | JP | JPN | Iwate |  | 8949 | 1392666013
Iwaki, Fukushima, Japan | Iwaki | Iwaki | 37.0333 | 140.8833 | Japan | JP | JPN | Fukushima |  | 340231 | 1392158088
Iwakuni, Yamaguchi, Japan | Iwakuni | Iwakuni | 34.1669 | 132.2197 | Japan | JP | JPN | Yamaguchi |  | 130372 | 1392032573
Iwakura, Aichi, Japan | Iwakura | Iwakura | 35.2833 | 136.8667 | Japan | JP | JPN | Aichi |  | 47839 | 1392765544
Iwamizawa, Hokkaidō, Japan | Iwamizawa | Iwamizawa | 43.1961 | 141.7758 | Japan | JP | JPN | Hokkaidō |  | 80753 | 1392277310
Iwashita, Kumamoto, Japan | Iwashita | Iwashita | 32.6514 | 130.8117 | Japan | JP | JPN | Kumamoto |  | 10152 | 1392528224
Iwata, Shizuoka, Japan | Iwata | Iwata | 34.7178 | 137.8514 | Japan | JP | JPN | Shizuoka |  | 166393 | 1392088261
Iwo, Osun, Nigeria | Iwo | Iwo | 7.63 | 4.18 | Nigeria | NG | NGA | Osun | minor | 250443 | 1566462707
Iwye, Hrodzyenskaya Voblasts’, Belarus | Iwye | Iwye | 53.9307 | 25.7703 | Belarus | BY | BLR | Hrodzyenskaya Voblasts’ |  | 7400 | 1112135629
Ixcateopan de Cuauhtémoc, Guerrero, Mexico | Ixcateopan de Cuauhtémoc | Ixcateopan de Cuauhtemoc | 18.5 | -99.7933 | Mexico | MX | MEX | Guerrero | minor | 6104 | 1484181453
Ixmiquilpan, Hidalgo, Mexico | Ixmiquilpan | Ixmiquilpan | 20.4861 | -99.2589 | Mexico | MX | MEX | Hidalgo | minor | 73903 | 1484683374
Ixtapa Zihuatanejo, Guerrero, Mexico | Ixtapa Zihuatanejo | Ixtapa Zihuatanejo | 17.6367 | -101.5514 | Mexico | MX | MEX | Guerrero |  | 8992 | 1484980277
Ixtapaluca, México, Mexico | Ixtapaluca | Ixtapaluca | 19.3186 | -98.8822 | Mexico | MX | MEX | México | minor | 495563 | 1484452937
Ixtapan de la Sal, México, Mexico | Ixtapan de la Sal | Ixtapan de la Sal | 18.8333 | -99.6833 | Mexico | MX | MEX | México | minor | 30073 | 1484821151
Ixtapan del Oro, México, Mexico | Ixtapan del Oro | Ixtapan del Oro | 19.2614 | -100.2628 | Mexico | MX | MEX | México | minor | 6349 | 1484137881
Ixtenco, Tlaxcala, Mexico | Ixtenco | Ixtenco | 19.2514 | -97.8942 | Mexico | MX | MEX | Tlaxcala | minor | 6791 | 1484538100
Ixtlahuaca, México, Mexico | Ixtlahuaca | Ixtlahuaca | 19.5689 | -99.7669 | Mexico | MX | MEX | México | minor | 126505 | 1484837068
Iyo, Ehime, Japan | Iyo | Iyo | 33.7575 | 132.7039 | Japan | JP | JPN | Ehime |  | 35508 | 1392849626
Izamal, Yucatán, Mexico | Izamal | Izamal | 20.9314 | -89.0178 | Mexico | MX | MEX | Yucatán |  | 15101 | 1484567751
Izberbash, Dagestan, Russia | Izberbash | Izberbash | 42.5667 | 47.8667 | Russia | RU | RUS | Dagestan |  | 58690 | 1643417777
Izhevsk, Udmurtiya, Russia | Izhevsk | Izhevsk | 56.85 | 53.2167 | Russia | RU | RUS | Udmurtiya | admin | 646277 | 1643983138
Izmayil, Odes’ka Oblast’, Ukraine | Izmayil | Izmayil | 45.35 | 28.8333 | Ukraine | UA | UKR | Odes’ka Oblast’ | minor | 71594 | 1804652754
İzmir, İzmir, Turkey | İzmir | Izmir | 38.4127 | 27.1384 | Turkey | TR | TUR | İzmir | admin | 4320519 | 1792725579
Izobil’nyy, Stavropol’skiy Kray, Russia | Izobil’nyy | Izobil'nyy | 45.3667 | 41.7167 | Russia | RU | RUS | Stavropol’skiy Kray |  | 38100 | 1643012152
Izola, Izola, Slovenia | Izola | Izola | 45.5395 | 13.6604 | Slovenia | SI | SVN | Izola | admin | 10381 | 1705476087
Izra‘, Dar‘ā, Syria | Izra‘ | Izra` | 32.8567 | 36.2469 | Syria | SY | SYR | Dar‘ā | minor | 19158 | 1760987853
Izsák, Bács-Kiskun, Hungary | Izsák | Izsak | 46.8014 | 19.3587 | Hungary | HU | HUN | Bács-Kiskun |  | 5567 | 1348579870
Izu, Shizuoka, Japan | Izu | Izu | 34.9767 | 138.9469 | Japan | JP | JPN | Shizuoka |  | 29262 | 1392453323
Izúcar de Matamoros, Puebla, Mexico | Izúcar de Matamoros | Izucar de Matamoros | 18.6 | -98.4667 | Mexico | MX | MEX | Puebla | minor | 41042 | 1484858520
Izumo, Shimane, Japan | Izumo | Izumo | 35.3681 | 132.755 | Japan | JP | JPN | Shimane |  | 172784 | 1392299364
Izuo, Ōsaka, Japan | Izuo | Izuo | 34.4836 | 135.4236 | Japan | JP | JPN | Ōsaka |  | 185208 | 1392291253
Izyaslav, Khmel’nyts’ka Oblast’, Ukraine | Izyaslav | Izyaslav | 50.1167 | 26.8 | Ukraine | UA | UKR | Khmel’nyts’ka Oblast’ | minor | 16901 | 1804060657
Izyum, Kharkivs’ka Oblast’, Ukraine | Izyum | Izyum | 49.2238 | 37.2915 | Ukraine | UA | UKR | Kharkivs’ka Oblast’ | minor | 13108 | 1804385952
Ja‘ār, Abyan, Yemen | Ja‘ār | Ja`ar | 13.2167 | 45.3 | Yemen | YE | YEM | Abyan | minor | 29495 | 1887726452
Jabalpur, Madhya Pradesh, India | Jabalpur | Jabalpur | 23.1667 | 79.9333 | India | IN | IND | Madhya Pradesh |  | 1267564 | 1356115460
Jablah, Al Lādhiqīyah, Syria | Jablah | Jablah | 35.3597 | 35.9214 | Syria | SY | SYR | Al Lādhiqīyah | minor | 75505 | 1760685267
Jablanica, Bosnia and Herzegovina, Federation of, Bosnia And Herzegovina | Jablanica | Jablanica | 43.6583 | 17.7583 | Bosnia And Herzegovina | BA | BIH | Bosnia and Herzegovina, Federation of | minor | 10580 | 1070524039
Jablonec nad Nisou, Liberecký Kraj, Czechia | Jablonec nad Nisou | Jablonec nad Nisou | 50.7278 | 15.17 | Czechia | CZ | CZE | Liberecký Kraj |  | 45773 | 1203127047
Jablunkov, Moravskoslezský Kraj, Czechia | Jablunkov | Jablunkov | 49.5767 | 18.7646 | Czechia | CZ | CZE | Moravskoslezský Kraj |  | 5474 | 1203326680
Jaboatão, Pernambuco, Brazil | Jaboatão | Jaboatao | -8.1803 | -35.0014 | Brazil | BR | BRA | Pernambuco |  | 702621 | 1076000699
Jabuticabal, São Paulo, Brazil | Jabuticabal | Jabuticabal | -21.255 | -48.3219 | Brazil | BR | BRA | São Paulo |  | 75820 | 1076368201
Jacala, Hidalgo, Mexico | Jacala | Jacala | 21.0053 | -99.1719 | Mexico | MX | MEX | Hidalgo |  | 12057 | 1484527650
Jacareacanga, Pará, Brazil | Jacareacanga | Jacareacanga | -6.2222 | -57.7528 | Brazil | BR | BRA | Pará |  | 31661 | 1076980493
Jacareí, São Paulo, Brazil | Jacareí | Jacarei | -23.305 | -45.9658 | Brazil | BR | BRA | São Paulo |  | 226539 | 1076592769
Jacarèzinho, Paraná, Brazil | Jacarèzinho | Jacarezinho | -23.1606 | -49.9694 | Brazil | BR | BRA | Paraná |  | 35090 | 1076955757
Jacinto City, Texas, United States | Jacinto City | Jacinto City | 29.7663 | -95.241 | United States | US | USA | Texas |  | 10466 | 1840019619
Jackson, Mississippi, United States | Jackson | Jackson | 32.3163 | -90.2124 | United States | US | USA | Mississippi | admin | 325350 | 1840014895
Jackson, Michigan, United States | Jackson | Jackson | 42.2431 | -84.4037 | United States | US | USA | Michigan |  | 87110 | 1840003173
Jackson, Tennessee, United States | Jackson | Jackson | 35.6535 | -88.8353 | United States | US | USA | Tennessee |  | 74065 | 1840014528
Jackson, New Jersey, United States | Jackson | Jackson | 40.098 | -74.3579 | United States | US | USA | New Jersey |  | 56614 | 1840081610
Jackson, Missouri, United States | Jackson | Jackson | 37.3792 | -89.6521 | United States | US | USA | Missouri |  | 14836 | 1840008735
Jackson, Wyoming, United States | Jackson | Jackson | 43.4721 | -110.7745 | United States | US | USA | Wyoming |  | 12576 | 1840021258
Jackson, Ohio, United States | Jackson | Jackson | 39.046 | -82.6492 | United States | US | USA | Ohio |  | 11462 | 1840008548
Jackson, California, United States | Jackson | Jackson | 38.3485 | -120.7728 | United States | US | USA | California |  | 7550 | 1840018852
Jackson, Wisconsin, United States | Jackson | Jackson | 43.3237 | -88.166 | United States | US | USA | Wisconsin |  | 7200 | 1840002832
Jackson, Georgia, United States | Jackson | Jackson | 33.292 | -83.9678 | United States | US | USA | Georgia |  | 5418 | 1840014836
Jackson Township, Pennsylvania, United States | Jackson Township | Jackson Township | 40.3774 | -76.3142 | United States | US | USA | Pennsylvania |  | 8760 | 1840143432
Jackson Township, Pennsylvania, United States | Jackson Township | Jackson Township | 39.9057 | -76.8796 | United States | US | USA | Pennsylvania |  | 7976 | 1840151964
Jackson Township, Pennsylvania, United States | Jackson Township | Jackson Township | 41.008 | -75.3578 | United States | US | USA | Pennsylvania |  | 6860 | 1840145221
Jacksonville, Florida, United States | Jacksonville | Jacksonville | 30.3322 | -81.6749 | United States | US | USA | Florida |  | 1181496 | 1840015031
Jacksonville, North Carolina, United States | Jacksonville | Jacksonville | 34.7288 | -77.3941 | United States | US | USA | North Carolina |  | 108856 | 1840014653
Jacksonville, Arkansas, United States | Jacksonville | Jacksonville | 34.8807 | -92.1302 | United States | US | USA | Arkansas |  | 28235 | 1840014633
Jacksonville, Illinois, United States | Jacksonville | Jacksonville | 39.7292 | -90.2318 | United States | US | USA | Illinois |  | 21685 | 1840008438
Jacksonville, Texas, United States | Jacksonville | Jacksonville | 31.9642 | -95.2617 | United States | US | USA | Texas |  | 14337 | 1840019515
Jacksonville, Alabama, United States | Jacksonville | Jacksonville | 33.8088 | -85.7545 | United States | US | USA | Alabama |  | 12544 | 1840007433
Jacksonville Beach, Florida, United States | Jacksonville Beach | Jacksonville Beach | 30.2782 | -81.4045 | United States | US | USA | Florida |  | 23628 | 1840015032
Jacmel, Sud-Est, Haiti | Jacmel | Jacmel | 18.235 | -72.537 | Haiti | HT | HTI | Sud-Est | admin | 33563 | 1332314393
Jacobabad, Sindh, Pakistan | Jacobabad | Jacobabad | 28.2769 | 68.4514 | Pakistan | PK | PAK | Sindh | minor | 200815 | 1586964444
Jacupiranga, São Paulo, Brazil | Jacupiranga | Jacupiranga | -24.6925 | -48.0022 | Brazil | BR | BRA | São Paulo |  | 17851 | 1076127392
Jaén, Andalusia, Spain | Jaén | Jaen | 37.7697 | -3.7889 | Spain | ES | ESP | Andalusia | minor | 112999 | 1724699771
Jaén, Cajamarca, Peru | Jaén | Jaen | -5.6992 | -78.8009 | Peru | PE | PER | Cajamarca |  | 52493 | 1604707495
Jaffna, Northern, Sri Lanka | Jaffna | Jaffna | 9.6647 | 80.0167 | Sri Lanka | LK | LKA | Northern | admin | 88138 | 1144005506
Jaffrey, New Hampshire, United States | Jaffrey | Jaffrey | 42.8294 | -72.0597 | United States | US | USA | New Hampshire |  | 5307 | 1840055042
Jaggayyapeta, Telangana, India | Jaggayyapeta | Jaggayyapeta | 16.892 | 80.0976 | India | IN | IND | Telangana |  | 53530 | 1356537421
Jagodina, Jagodina, Serbia | Jagodina | Jagodina | 43.975 | 21.2564 | Serbia | RS | SRB | Jagodina | admin |  | 1688452613
Jagtiāl, Telangana, India | Jagtiāl | Jagtial | 18.8 | 78.93 | India | IN | IND | Telangana |  | 53213 | 1356225238
Jaguaquara, Bahia, Brazil | Jaguaquara | Jaguaquara | -13.53 | -39.97 | Brazil | BR | BRA | Bahia |  | 41498 | 1076420862
Jaguarão, Rio Grande do Sul, Brazil | Jaguarão | Jaguarao | -32.5658 | -53.3758 | Brazil | BR | BRA | Rio Grande do Sul |  | 27931 | 1076878261
Jaguariúna, São Paulo, Brazil | Jaguariúna | Jaguariuna | -22.68 | -46.99 | Brazil | BR | BRA | São Paulo |  | 51907 | 1076822145
Jagüey Grande, Matanzas, Cuba | Jagüey Grande | Jaguey Grande | 22.5292 | -81.1325 | Cuba | CU | CUB | Matanzas | minor | 87771 | 1192977963
Jahrom, Fārs, Iran | Jahrom | Jahrom | 28.5 | 53.56 | Iran | IR | IRN | Fārs | minor | 141634 | 1364271412
Jaipur, Rājasthān, India | Jaipur | Jaipur | 26.9167 | 75.8667 | India | IN | IND | Rājasthān | admin | 3073350 | 1356293537
Jaisalmer, Rājasthān, India | Jaisalmer | Jaisalmer | 26.9167 | 70.9167 | India | IN | IND | Rājasthān |  | 65471 | 1356575402
Jakar, Bumthang, Bhutan | Jakar | Jakar | 27.5492 | 90.7525 | Bhutan | BT | BTN | Bumthang | admin |  | 1064194738
Jakarta, Jakarta, Indonesia | Jakarta | Jakarta | -6.2146 | 106.8451 | Indonesia | ID | IDN | Jakarta | primary | 34540000 | 1360771077
Jakobstad, Pohjanmaa, Finland | Jakobstad | Jakobstad | 63.6667 | 22.7 | Finland | FI | FIN | Pohjanmaa | minor | 19436 | 1246775062
Jalal-Abad, Jalal-Abad, Kyrgyzstan | Jalal-Abad | Jalal-Abad | 40.9375 | 72.9861 | Kyrgyzstan | KG | KGZ | Jalal-Abad | admin | 89004 | 1417653652
Jalālābād, Nangarhār, Afghanistan | Jalālābād | Jalalabad | 34.4303 | 70.4528 | Afghanistan | AF | AFG | Nangarhār | admin | 205423 | 1004315012
Jalalpur Jattan, Punjab, Pakistan | Jalalpur Jattan | Jalalpur Jattan | 32.7667 | 74.2167 | Pakistan | PK | PAK | Punjab |  | 90130 | 1586822268
Jalandhar, Punjab, India | Jalandhar | Jalandhar | 31.3256 | 75.5792 | India | IN | IND | Punjab |  | 873725 | 1356494816
Jalapa, Jalapa, Guatemala | Jalapa | Jalapa | 14.6379 | -89.9904 | Guatemala | GT | GTM | Jalapa | admin | 122483 | 1320108089
Jales, São Paulo, Brazil | Jales | Jales | -20.2689 | -50.5458 | Brazil | BR | BRA | São Paulo |  | 48922 | 1076132660
Jaleshwar, Janakpur, Nepal | Jaleshwar | Jaleshwar | 26.6333 | 85.8 | Nepal | NP | NPL | Janakpur |  | 23533 | 1524945108
Jalgaon, Mahārāshtra, India | Jalgaon | Jalgaon | 21.0167 | 75.5667 | India | IN | IND | Mahārāshtra |  | 460468 | 1356734842
Jalingo, Taraba, Nigeria | Jalingo | Jalingo | 8.9004 | 11.36 | Nigeria | NG | NGA | Taraba | admin | 117757 | 1566732241
Jalor, Rājasthān, India | Jalor | Jalor | 25.35 | 72.6167 | India | IN | IND | Rājasthān |  | 54081 | 1356488284
Jalpa de Méndez, Tabasco, Mexico | Jalpa de Méndez | Jalpa de Mendez | 18.1764 | -93.0631 | Mexico | MX | MEX | Tabasco | minor | 83356 | 1484768624
Jalpāiguri, West Bengal, India | Jalpāiguri | Jalpaiguri | 26.5167 | 88.7333 | India | IN | IND | West Bengal |  | 107341 | 1356763479
Jalpan, Querétaro, Mexico | Jalpan | Jalpan | 21.2167 | -99.4725 | Mexico | MX | MEX | Querétaro | minor | 22025 | 1484214957
Jaltenango, Chiapas, Mexico | Jaltenango | Jaltenango | 15.8725 | -92.725 | Mexico | MX | MEX | Chiapas | minor | 10427 | 1484260963
Jaltenco, México, Mexico | Jaltenco | Jaltenco | 19.7511 | -99.0931 | Mexico | MX | MEX | México | minor | 26359 | 1484504076
Jáltipan de Morelos, Veracruz, Mexico | Jáltipan de Morelos | Jaltipan de Morelos | 17.9703 | -94.7144 | Mexico | MX | MEX | Veracruz | minor | 41644 | 1484054405
Jaltocan, Hidalgo, Mexico | Jaltocan | Jaltocan | 21.1333 | -98.5383 | Mexico | MX | MEX | Hidalgo |  | 10265 | 1484352270
Jamaame, Jubbada Hoose, Somalia | Jamaame | Jamaame | 0.0722 | 42.7506 | Somalia | SO | SOM | Jubbada Hoose |  | 185270 | 1706288768
Jamālpur, Mymensingh, Bangladesh | Jamālpur | Jamalpur | 24.9004 | 89.95 | Bangladesh | BD | BGD | Mymensingh |  | 167900 | 1050233680
Jamapa, Veracruz, Mexico | Jamapa | Jamapa | 19.04 | -96.24 | Mexico | MX | MEX | Veracruz | minor | 9772 | 1484467927
Jamay, Jalisco, Mexico | Jamay | Jamay | 20.2944 | -102.7097 | Mexico | MX | MEX | Jalisco | minor | 24753 | 1484510036
Jambeiro, São Paulo, Brazil | Jambeiro | Jambeiro | -23.2536 | -45.6878 | Brazil | BR | BRA | São Paulo |  | 6092 | 1076856953
Jambi, Jambi, Indonesia | Jambi | Jambi | -1.59 | 103.61 | Indonesia | ID | IDN | Jambi | admin | 602187 | 1360645580
James City, North Carolina, United States | James City | James City | 35.0592 | -77.02 | United States | US | USA | North Carolina |  | 5684 | 1840013471
James Island, South Carolina, United States | James Island | James Island | 32.7353 | -79.9396 | United States | US | USA | South Carolina |  | 12109 | 1840043446
Jamesburg, New Jersey, United States | Jamesburg | Jamesburg | 40.3494 | -74.44 | United States | US | USA | New Jersey |  | 5885 | 1840003637
Jamestown, New York, United States | Jamestown | Jamestown | 42.0975 | -79.2366 | United States | US | USA | New York |  | 40493 | 1840000446
Jamestown, North Dakota, United States | Jamestown | Jamestown | 46.9063 | -98.6936 | United States | US | USA | North Dakota |  | 14944 | 1840000153
Jamestown, Rhode Island, United States | Jamestown | Jamestown | 41.5149 | -71.377 | United States | US | USA | Rhode Island |  | 5496 | 1840066118
Jammalamadugu, Andhra Pradesh, India | Jammalamadugu | Jammalamadugu | 14.85 | 78.38 | India | IN | IND | Andhra Pradesh |  | 46069 | 1356030028
Jammu, Jammu and Kashmīr, India | Jammu | Jammu | 32.7333 | 74.85 | India | IN | IND | Jammu and Kashmīr |  | 502197 | 1356491738
Jāmnagar, Gujarāt, India | Jāmnagar | Jamnagar | 22.47 | 70.07 | India | IN | IND | Gujarāt |  | 479920 | 1356104995
Jämsä, Keski-Suomi, Finland | Jämsä | Jamsa | 61.8639 | 25.1903 | Finland | FI | FIN | Keski-Suomi | minor | 21542 | 1246902464
Jamshedpur, Jharkhand, India | Jamshedpur | Jamshedpur | 22.8 | 86.1833 | India | IN | IND | Jharkhand |  | 1558000 | 1356501259
Jamshoro, Sindh, Pakistan | Jamshoro | Jamshoro | 25.4283 | 68.2822 | Pakistan | PK | PAK | Sindh | minor | 80000 | 1586889028
Jamul, California, United States | Jamul | Jamul | 32.7184 | -116.8709 | United States | US | USA | California |  | 5384 | 1840018021
Jāmuria, West Bengal, India | Jāmuria | Jamuria | 23.7 | 87.08 | India | IN | IND | West Bengal |  | 149220 | 1356777057
Jan Phyl Village, Florida, United States | Jan Phyl Village | Jan Phyl Village | 28.0201 | -81.7933 | United States | US | USA | Florida |  | 6467 | 1840028708
Janakpur, Janakpur, Nepal | Janakpur | Janakpur | 26.7122 | 85.9217 | Nepal | NP | NPL | Janakpur | admin | 97776 | 1524563587
Janaúba, Minas Gerais, Brazil | Janaúba | Janauba | -15.8025 | -43.3089 | Brazil | BR | BRA | Minas Gerais |  | 56572 | 1076293809
Jandira, São Paulo, Brazil | Jandira | Jandira | -23.5278 | -46.9028 | Brazil | BR | BRA | São Paulo |  | 118832 | 1076873964
Janesville, Wisconsin, United States | Janesville | Janesville | 42.6855 | -89.0136 | United States | US | USA | Wisconsin |  | 70755 | 1840002467
Jangaon, Telangana, India | Jangaon | Jangaon | 17.72 | 79.18 | India | IN | IND | Telangana |  | 52394 | 1356403400
Janjanbureh, Central River, Gambia, The | Janjanbureh | Janjanbureh | 13.551 | -14.767 | Gambia, The | GM | GMB | Central River | admin | 3584 | 1270430701
Jánoshalma, Bács-Kiskun, Hungary | Jánoshalma | Janoshalma | 46.2967 | 19.3228 | Hungary | HU | HUN | Bács-Kiskun | minor | 8336 | 1348268788
Jánossomorja, Győr-Moson-Sopron, Hungary | Jánossomorja | Janossomorja | 47.7852 | 17.1359 | Hungary | HU | HUN | Győr-Moson-Sopron |  | 6052 | 1348090856
Januária, Minas Gerais, Brazil | Januária | Januaria | -15.4886 | -44.36 | Brazil | BR | BRA | Minas Gerais |  | 34811 | 1076924780
Jaqué, Darién, Panama | Jaqué | Jaque | 7.519 | -78.166 | Panama | PA | PAN | Darién | minor | 1357 | 1591579329
Jarābulus, Ḩalab, Syria | Jarābulus | Jarabulus | 36.8175 | 38.0111 | Syria | SY | SYR | Ḩalab | minor | 11570 | 1760404681
Jaraguá do Sul, Santa Catarina, Brazil | Jaraguá do Sul | Jaragua do Sul | -26.48 | -49.1 | Brazil | BR | BRA | Santa Catarina |  | 130130 | 1076588128
Jaral del Progreso, Guanajuato, Mexico | Jaral del Progreso | Jaral del Progreso | 20.3667 | -101.0667 | Mexico | MX | MEX | Guanajuato | minor | 31780 | 1484182390
Jaramānā, Rīf Dimashq, Syria | Jaramānā | Jaramana | 33.4833 | 36.35 | Syria | SY | SYR | Rīf Dimashq | minor | 114363 | 1760709370
Jaranwala, Punjab, Pakistan | Jaranwala | Jaranwala | 31.3342 | 73.4194 | Pakistan | PK | PAK | Punjab |  | 127973 | 1586829520
Jarash, Jarash, Jordan | Jarash | Jarash | 32.2723 | 35.8914 | Jordan | JO | JOR | Jarash | admin | 50745 | 1400505859
Jardim, Mato Grosso do Sul, Brazil | Jardim | Jardim | -21.4799 | -56.15 | Brazil | BR | BRA | Mato Grosso do Sul |  | 23780 | 1076077588
Jardinópolis, São Paulo, Brazil | Jardinópolis | Jardinopolis | -21.0178 | -47.7639 | Brazil | BR | BRA | São Paulo |  | 41799 | 1076497660
Jarinu, São Paulo, Brazil | Jarinu | Jarinu | -23.1014 | -46.7283 | Brazil | BR | BRA | São Paulo |  | 27473 | 1076915802
Jaroměř, Královéhradecký Kraj, Czechia | Jaroměř | Jaromer | 50.3562 | 15.9214 | Czechia | CZ | CZE | Královéhradecký Kraj |  | 12378 | 1203124128
Jarosław, Podkarpackie, Poland | Jarosław | Jaroslaw | 50.0162 | 22.6778 | Poland | PL | POL | Podkarpackie | minor | 38796 | 1616590558
Jarrow, South Tyneside, United Kingdom | Jarrow | Jarrow | 54.9797 | -1.4804 | United Kingdom | GB | GBR | South Tyneside |  | 27526 | 1826615056
Järvenpää, Uusimaa, Finland | Järvenpää | Jarvenpaa | 60.4722 | 25.0889 | Finland | FI | FIN | Uusimaa | minor | 40106 | 1246825863
Jasdan, Gujarāt, India | Jasdan | Jasdan | 22.03 | 71.2 | India | IN | IND | Gujarāt |  | 48483 | 1356284058
Jasmine Estates, Florida, United States | Jasmine Estates | Jasmine Estates | 28.293 | -82.6907 | United States | US | USA | Florida |  | 21772 | 1840014116
Jasper, Indiana, United States | Jasper | Jasper | 38.3933 | -86.9402 | United States | US | USA | Indiana |  | 16477 | 1840008646
Jasper, Alabama, United States | Jasper | Jasper | 33.8503 | -87.2708 | United States | US | USA | Alabama |  | 13248 | 1840003778
Jasper, Texas, United States | Jasper | Jasper | 30.9221 | -93.9947 | United States | US | USA | Texas |  | 7750 | 1840019560
Jasper, Georgia, United States | Jasper | Jasper | 34.471 | -84.4496 | United States | US | USA | Georgia |  | 6374 | 1840014687
Jászapáti, Jász-Nagykun-Szolnok, Hungary | Jászapáti | Jaszapati | 47.5125 | 20.1417 | Hungary | HU | HUN | Jász-Nagykun-Szolnok |  | 8313 | 1348332602
Jászárokszállás, Jász-Nagykun-Szolnok, Hungary | Jászárokszállás | Jaszarokszallas | 47.6333 | 19.9833 | Hungary | HU | HUN | Jász-Nagykun-Szolnok |  | 7691 | 1348936950
Jászberény, Jász-Nagykun-Szolnok, Hungary | Jászberény | Jaszbereny | 47.5 | 19.9167 | Hungary | HU | HUN | Jász-Nagykun-Szolnok | minor | 27439 | 1348347095
Jászfényszaru, Jász-Nagykun-Szolnok, Hungary | Jászfényszaru | Jaszfenyszaru | 47.5667 | 19.7167 | Hungary | HU | HUN | Jász-Nagykun-Szolnok |  | 5757 | 1348708347
Jataí, Goiás, Brazil | Jataí | Jatai | -17.8794 | -51.7217 | Brazil | BR | BRA | Goiás |  | 76547 | 1076908960
Jatani, Odisha, India | Jatani | Jatani | 20.17 | 85.7 | India | IN | IND | Odisha |  | 63697 | 1356087327
Jaú, São Paulo, Brazil | Jaú | Jau | -22.2958 | -48.5578 | Brazil | BR | BRA | São Paulo |  | 143283 | 1076312559
Jauja, Junín, Peru | Jauja | Jauja | -11.775 | -75.5 | Peru | PE | PER | Junín |  | 16424 | 1604948232
Jaunjelgava, Jaunjelgavas Novads, Latvia | Jaunjelgava | Jaunjelgava | 56.6175 | 25.0814 | Latvia | LV | LVA | Jaunjelgavas Novads | admin | 1890 | 1428755180
Jaunpiebalga, Jaunpiebalgas Novads, Latvia | Jaunpiebalga | Jaunpiebalga | 57.1775 | 26.0284 | Latvia | LV | LVA | Jaunpiebalgas Novads | admin |  | 1428003359
Jaunpils, Jaunpils Novads, Latvia | Jaunpils | Jaunpils | 56.7314 | 23.0125 | Latvia | LV | LVA | Jaunpils Novads | admin |  | 1428617492
Jaunpur, Uttar Pradesh, India | Jaunpur | Jaunpur | 25.7333 | 82.6833 | India | IN | IND | Uttar Pradesh |  | 180362 | 1356646586
Jawhar, Shabeellaha Dhexe, Somalia | Jawhar | Jawhar | 2.767 | 45.5166 | Somalia | SO | SOM | Shabeellaha Dhexe | admin | 111308 | 1706737655
Jawor, Dolnośląskie, Poland | Jawor | Jawor | 51.05 | 16.1833 | Poland | PL | POL | Dolnośląskie | minor | 24070 | 1616434559
Jaworzno, Śląskie, Poland | Jaworzno | Jaworzno | 50.2 | 19.275 | Poland | PL | POL | Śląskie | minor | 94305 | 1616134743
Jayapura, Papua, Indonesia | Jayapura | Jayapura | -2.5333 | 140.7167 | Indonesia | ID | IDN | Papua | admin | 413283 | 1360517692
Jaynagar-Majilpur, West Bengal, India | Jaynagar-Majilpur | Jaynagar-Majilpur | 22.1772 | 88.4258 | India | IN | IND | West Bengal |  | 25922 | 1356557030
Jayrūd, Rīf Dimashq, Syria | Jayrūd | Jayrud | 33.8072 | 36.7403 | Syria | SY | SYR | Rīf Dimashq | minor | 39903 | 1760101368
Jāzān, Jāzān, Saudi Arabia | Jāzān | Jazan | 16.8892 | 42.5611 | Saudi Arabia | SA | SAU | Jāzān | admin | 127743 | 1682515652
Jeanerette, Louisiana, United States | Jeanerette | Jeanerette | 29.9157 | -91.6758 | United States | US | USA | Louisiana |  | 6303 | 1840015054
Jeannette, Pennsylvania, United States | Jeannette | Jeannette | 40.3277 | -79.6139 | United States | US | USA | Pennsylvania |  | 9074 | 1840001141
Jeddah, Makkah al Mukarramah, Saudi Arabia | Jeddah | Jeddah | 21.5428 | 39.1728 | Saudi Arabia | SA | SAU | Makkah al Mukarramah |  | 3976000 | 1682926944
Jedlicze, Podkarpackie, Poland | Jedlicze | Jedlicze | 49.7164 | 21.6456 | Poland | PL | POL | Podkarpackie |  | 5766 | 1616854672
Jefferson, New Jersey, United States | Jefferson | Jefferson | 41.0003 | -74.5531 | United States | US | USA | New Jersey |  | 21191 | 1840081740
Jefferson, Georgia, United States | Jefferson | Jefferson | 34.1373 | -83.6021 | United States | US | USA | Georgia |  | 13322 | 1840014723
Jefferson, Louisiana, United States | Jefferson | Jefferson | 29.9609 | -90.1554 | United States | US | USA | Louisiana |  | 10341 | 1840013986
Jefferson, Wisconsin, United States | Jefferson | Jefferson | 43.0044 | -88.8084 | United States | US | USA | Wisconsin |  | 7986 | 1840003001
Jefferson City, Missouri, United States | Jefferson City | Jefferson City | 38.5676 | -92.1759 | United States | US | USA | Missouri | admin | 58025 | 1840008615
Jefferson City, Tennessee, United States | Jefferson City | Jefferson City | 36.1197 | -83.4838 | United States | US | USA | Tennessee |  | 8194 | 1840014485
Jefferson Hills, Pennsylvania, United States | Jefferson Hills | Jefferson Hills | 40.2927 | -79.9329 | United States | US | USA | Pennsylvania |  | 11101 | 1840001280
Jefferson Township, Pennsylvania, United States | Jefferson Township | Jefferson Township | 40.7803 | -79.8304 | United States | US | USA | Pennsylvania |  | 5325 | 1840147944
Jefferson Valley-Yorktown, New York, United States | Jefferson Valley-Yorktown | Jefferson Valley-Yorktown | 41.3179 | -73.8007 | United States | US | USA | New York |  | 14441 | 1840073699
Jeffersontown, Kentucky, United States | Jeffersontown | Jeffersontown | 38.2048 | -85.5701 | United States | US | USA | Kentucky |  | 27715 | 1840014311
Jeffersonville, Indiana, United States | Jeffersonville | Jeffersonville | 38.3376 | -85.7026 | United States | US | USA | Indiana |  | 48126 | 1840008642
Jeffrey’s Bay, Eastern Cape, South Africa | Jeffrey’s Bay | Jeffrey's Bay | -34.0333 | 24.9167 | South Africa | ZA | ZAF | Eastern Cape |  | 27107 | 1710277177
Jegunovce, Jegunovce, Macedonia | Jegunovce | Jegunovce | 42.0724 | 21.1237 | Macedonia | MK | MKD | Jegunovce | admin |  | 1807040114
Jeju, Jeju, Korea, South | Jeju | Jeju | 33.5097 | 126.5219 | Korea, South | KR | KOR | Jeju | admin | 435413 | 1410364424
Jēkabpils, Jēkabpils Novads, Latvia | Jēkabpils | Jekabpils | 56.4975 | 25.8664 | Latvia | LV | LVA | Jēkabpils Novads | admin | 22412 | 1428885452
Jelcz-Laskowice, Dolnośląskie, Poland | Jelcz-Laskowice | Jelcz-Laskowice | 51.0333 | 17.3333 | Poland | PL | POL | Dolnośląskie |  | 15340 | 1616808157
Jelenia Góra, Dolnośląskie, Poland | Jelenia Góra | Jelenia Gora | 50.9 | 15.7333 | Poland | PL | POL | Dolnośląskie | minor | 84306 | 1616105652
Jelgava, Jelgavas Novads, Latvia | Jelgava | Jelgava | 56.6522 | 23.7244 | Latvia | LV | LVA | Jelgavas Novads | admin | 55972 | 1428370571
Jember, Jawa Timur, Indonesia | Jember | Jember | -8.1727 | 113.6873 | Indonesia | ID | IDN | Jawa Timur | minor | 298585 | 1360316553
Jena, Thuringia, Germany | Jena | Jena | 50.9272 | 11.5864 | Germany | DE | DEU | Thuringia | minor | 111407 | 1276659978
Jendouba, Jendouba, Tunisia | Jendouba | Jendouba | 36.5 | 8.75 | Tunisia | TN | TUN | Jendouba | admin | 51408 | 1788952846
Jenison, Michigan, United States | Jenison | Jenison | 42.9063 | -85.8269 | United States | US | USA | Michigan |  | 17794 | 1840004344
Jenks, Oklahoma, United States | Jenks | Jenks | 35.9981 | -95.9737 | United States | US | USA | Oklahoma |  | 23767 | 1840019060
Jennings, Missouri, United States | Jennings | Jennings | 38.723 | -90.2644 | United States | US | USA | Missouri |  | 14575 | 1840008596
Jennings, Louisiana, United States | Jennings | Jennings | 30.2233 | -92.6582 | United States | US | USA | Louisiana |  | 9315 | 1840015040
Jennings Lodge, Oregon, United States | Jennings Lodge | Jennings Lodge | 45.3926 | -122.6153 | United States | US | USA | Oregon |  | 8138 | 1840017419
Jensen Beach, Florida, United States | Jensen Beach | Jensen Beach | 27.2438 | -80.2423 | United States | US | USA | Florida |  | 13477 | 1840014190
Jeonghae, Jeonbuk, Korea, South | Jeonghae | Jeonghae | 35.5653 | 126.8561 | Korea, South | KR | KOR | Jeonbuk |  | 110194 | 1410005963
Jeonju, Jeonbuk, Korea, South | Jeonju | Jeonju | 35.8219 | 127.1489 | Korea, South | KR | KOR | Jeonbuk | minor | 653055 | 1410494847
Jequié, Bahia, Brazil | Jequié | Jequie | -13.85 | -40.08 | Brazil | BR | BRA | Bahia |  | 135574 | 1076558785
Jerada, Oriental, Morocco | Jerada | Jerada | 34.31 | -2.16 | Morocco | MA | MAR | Oriental |  | 43506 | 1504230609
Jérémie, Grand’Anse, Haiti | Jérémie | Jeremie | 18.6339 | -74.1184 | Haiti | HT | HTI | Grand’Anse | admin | 30917 | 1332612037
Jerez de García Salinas, Zacatecas, Mexico | Jerez de García Salinas | Jerez de Garcia Salinas | 22.6481 | -102.9903 | Mexico | MX | MEX | Zacatecas | minor | 57610 | 1484361423
Jerez de la Frontera, Andalusia, Spain | Jerez de la Frontera | Jerez de la Frontera | 36.7 | -6.1167 | Spain | ES | ESP | Andalusia |  | 212749 | 1724866806
Jericho, New York, United States | Jericho | Jericho | 40.7875 | -73.5416 | United States | US | USA | New York |  | 13827 | 1840005268
Jericho, Vermont, United States | Jericho | Jericho | 44.4764 | -72.9629 | United States | US | USA | Vermont |  | 5055 | 1840004084
Jerichow, Saxony-Anhalt, Germany | Jerichow | Jerichow | 52.4995 | 12.028 | Germany | DE | DEU | Saxony-Anhalt |  | 6858 | 1276882856
Jerome, Idaho, United States | Jerome | Jerome | 42.7183 | -114.5159 | United States | US | USA | Idaho |  | 11996 | 1840018680
Jersey City, New Jersey, United States | Jersey City | Jersey City | 40.7161 | -74.0682 | United States | US | USA | New Jersey |  | 262075 | 1840003600
Jersey Shore, Pennsylvania, United States | Jersey Shore | Jersey Shore | 41.2012 | -77.2666 | United States | US | USA | Pennsylvania |  | 9116 | 1840000630
Jersey Village, Texas, United States | Jersey Village | Jersey Village | 29.8903 | -95.5721 | United States | US | USA | Texas |  | 7890 | 1840019620
Jerseyville, Illinois, United States | Jerseyville | Jerseyville | 39.1175 | -90.3271 | United States | US | USA | Illinois |  | 8708 | 1840008530
Jerusalem, Southern, Israel | Jerusalem | Jerusalem | 31.7833 | 35.2167 | Israel | IL | ISR | Southern | primary | 919438 | 1376261644
Jesenice, Jesenice, Slovenia | Jesenice | Jesenice | 46.4366 | 14.0602 | Slovenia | SI | SVN | Jesenice | admin |  | 1705471403
Jesenice, Středočeský Kraj, Czechia | Jesenice | Jesenice | 49.9682 | 14.5136 | Czechia | CZ | CZE | Středočeský Kraj |  | 9682 | 1203216192
Jeseník, Olomoucký Kraj, Czechia | Jeseník | Jesenik | 50.2294 | 17.2047 | Czechia | CZ | CZE | Olomoucký Kraj |  | 11081 | 1203267061
Jessore, Khulna, Bangladesh | Jessore | Jessore | 23.1704 | 89.2 | Bangladesh | BD | BGD | Khulna |  | 243987 | 1050244487
Jessup, Maryland, United States | Jessup | Jessup | 39.1457 | -76.7745 | United States | US | USA | Maryland |  | 8359 | 1840005919
Jestetten, Baden-Württemberg, Germany | Jestetten | Jestetten | 47.6522 | 8.5708 | Germany | DE | DEU | Baden-Württemberg |  | 5276 | 1276717681
Jesup, Georgia, United States | Jesup | Jesup | 31.5992 | -81.8895 | United States | US | USA | Georgia |  | 12198 | 1840014943
Jesús María, Aguascalientes, Mexico | Jesús María | Jesus Maria | 21.9667 | -102.35 | Mexico | MX | MEX | Aguascalientes | minor | 43012 | 1484096692
Jesús María, Córdoba, Argentina | Jesús María | Jesus Maria | -30.9817 | -64.0942 | Argentina | AR | ARG | Córdoba | minor | 31602 | 1032875104
Jesús Nazareno, Mendoza, Argentina | Jesús Nazareno | Jesus Nazareno | -32.9111 | -68.79 | Argentina | AR | ARG | Mendoza |  | 6875 | 1032795161
Jeumont, Hauts-de-France, France | Jeumont | Jeumont | 50.2944 | 4.1014 | France | FR | FRA | Hauts-de-France |  | 10159 | 1250978042
Jever, Lower Saxony, Germany | Jever | Jever | 53.5744 | 7.9008 | Germany | DE | DEU | Lower Saxony | minor | 14301 | 1276105413
Jewett City, Connecticut, United States | Jewett City | Jewett City | 41.607 | -71.9807 | United States | US | USA | Connecticut |  | 9749 | 1840004826
Jhang City, Punjab, Pakistan | Jhang City | Jhang City | 31.2681 | 72.3181 | Pakistan | PK | PAK | Punjab | minor | 365198 | 1586288677
Jhānsi, Uttar Pradesh, India | Jhānsi | Jhansi | 25.4486 | 78.5696 | India | IN | IND | Uttar Pradesh |  | 507000 | 1356712664
Ji’an, Jiangxi, China | Ji’an | Ji'an | 27.1172 | 114.9793 | China | CN | CHN | Jiangxi | minor | 4956600 | 1156278215
Ji’an Shi, Jilin, China | Ji’an Shi | Ji'an Shi | 41.1231 | 126.1815 | China | CN | CHN | Jilin | minor | 222938 | 1156207117
Jiaji, Hainan, China | Jiaji | Jiaji | 19.2431 | 110.4642 | China | CN | CHN | Hainan | minor | 483217 | 1156658217
Jiamusi, Heilongjiang, China | Jiamusi | Jiamusi | 46.8081 | 130.3653 | China | CN | CHN | Heilongjiang | minor | 2360000 | 1156350864
Jian’ou, Fujian, China | Jian’ou | Jian'ou | 27.0387 | 118.3215 | China | CN | CHN | Fujian | minor | 456000 | 1156278784
Jiangguanchi, Henan, China | Jiangguanchi | Jiangguanchi | 34.0244 | 113.8201 | China | CN | CHN | Henan | minor | 4289000 | 1156235735
Jiangjiafan, Hubei, China | Jiangjiafan | Jiangjiafan | 31.0304 | 112.1 | China | CN | CHN | Hubei |  | 400000 | 1156352568
Jiangmen, Guangdong, China | Jiangmen | Jiangmen | 22.5833 | 113.0833 | China | CN | CHN | Guangdong | minor | 4448871 | 1156105613
Jiangshan, Zhejiang, China | Jiangshan | Jiangshan | 28.7412 | 118.6225 | China | CN | CHN | Zhejiang |  | 467862 | 1156346497
Jianguang, Jiangxi, China | Jianguang | Jianguang | 28.1958 | 115.7833 | China | CN | CHN | Jiangxi |  | 1507402 | 1156545200
Jiangyin, Jiangsu, China | Jiangyin | Jiangyin | 31.9087 | 120.2653 | China | CN | CHN | Jiangsu |  | 1241045 | 1156033234
Jiannan, Sichuan, China | Jiannan | Jiannan | 31.3446 | 104.1994 | China | CN | CHN | Sichuan | minor | 477868 | 1156155414
Jianshe, Henan, China | Jianshe | Jianshe | 34.2189 | 113.7693 | China | CN | CHN | Henan | minor | 687130 | 1156444449
Jiaojiangcun, Zhejiang, China | Jiaojiangcun | Jiaojiangcun | 28.6804 | 121.45 | China | CN | CHN | Zhejiang |  | 471500 | 1156812073
Jiaozhou, Shandong, China | Jiaozhou | Jiaozhou | 36.2481 | 119.9625 | China | CN | CHN | Shandong |  | 900500 | 1156752602
Jiaozuo, Henan, China | Jiaozuo | Jiaozuo | 35.229 | 113.2304 | China | CN | CHN | Henan |  | 3540101 | 1156157854
Jiaxing, Zhejiang, China | Jiaxing | Jiaxing | 30.7522 | 120.75 | China | CN | CHN | Zhejiang | minor | 4501657 | 1156491661
Jiayuguan, Gansu, China | Jiayuguan | Jiayuguan | 39.8112 | 98.2862 | China | CN | CHN | Gansu | minor | 231853 | 1156177210
Jiblah, Ibb, Yemen | Jiblah | Jiblah | 13.9167 | 44.15 | Yemen | YE | YEM | Ibb | minor | 15431 | 1887050093
Jibou, Sălaj, Romania | Jibou | Jibou | 47.2583 | 23.2583 | Romania | RO | ROU | Sălaj |  | 10407 | 1642643434
Jicheon, Gyeongbuk, Korea, South | Jicheon | Jicheon | 36.1192 | 128.1153 | Korea, South | KR | KOR | Gyeongbuk |  | 137540 | 1410269252
Jičín, Královéhradecký Kraj, Czechia | Jičín | Jicin | 50.4373 | 15.3517 | Czechia | CZ | CZE | Královéhradecký Kraj |  | 16717 | 1203562586
Jieshou, Anhui, China | Jieshou | Jieshou | 33.2605 | 115.3618 | China | CN | CHN | Anhui |  | 561956 | 1156304827
Jiexiu, Shanxi, China | Jiexiu | Jiexiu | 37.0282 | 111.9103 | China | CN | CHN | Shanxi |  | 406517 | 1156275703
Jieyang, Guangdong, China | Jieyang | Jieyang | 23.5533 | 116.3649 | China | CN | CHN | Guangdong | minor | 5634000 | 1156260378
Jihlava, Vysočina, Czechia | Jihlava | Jihlava | 49.4003 | 15.5906 | Czechia | CZ | CZE | Vysočina | admin | 51216 | 1203810604
Jijel, Jijel, Algeria | Jijel | Jijel | 36.822 | 5.766 | Algeria | DZ | DZA | Jijel | admin | 148000 | 1012782547
Jijiga, Sumalē, Ethiopia | Jijiga | Jijiga | 9.35 | 42.8 | Ethiopia | ET | ETH | Sumalē | admin | 159300 | 1231737909
Jilemnice, Liberecký Kraj, Czechia | Jilemnice | Jilemnice | 50.6089 | 15.5066 | Czechia | CZ | CZE | Liberecký Kraj |  | 5401 | 1203130081
Jilin, Jilin, China | Jilin | Jilin | 43.85 | 126.55 | China | CN | CHN | Jilin |  | 2396000 | 1156646448
Jilotepec, México, Mexico | Jilotepec | Jilotepec | 19.9519 | -99.5328 | Mexico | MX | MEX | México | minor | 100808 | 1484789785
Jilotlán de los Dolores, Jalisco, Mexico | Jilotlán de los Dolores | Jilotlan de los Dolores | 19.3708 | -103.0197 | Mexico | MX | MEX | Jalisco | minor | 9917 | 1484298923
Jílové, Ústecký Kraj, Czechia | Jílové | Jilove | 50.7609 | 14.1039 | Czechia | CZ | CZE | Ústecký Kraj |  | 5162 | 1203832138
Jim Thorpe, Pennsylvania, United States | Jim Thorpe | Jim Thorpe | 40.8712 | -75.7433 | United States | US | USA | Pennsylvania |  | 5449 | 1840000931
Jīma, Oromīya, Ethiopia | Jīma | Jima | 7.6667 | 36.8333 | Ethiopia | ET | ETH | Oromīya |  | 177900 | 1231214366
Jimaní, Enriquillo, Dominican Republic | Jimaní | Jimani | 18.4833 | -71.85 | Dominican Republic | DO | DOM | Enriquillo | minor | 11414 | 1214388193
Jimbolia, Timiş, Romania | Jimbolia | Jimbolia | 45.7917 | 20.7222 | Romania | RO | ROU | Timiş |  | 13597 | 1642376521
Jimboomba, Queensland, Australia | Jimboomba | Jimboomba | -27.8333 | 153.0333 | Australia | AU | AUS | Queensland |  | 13201 | 1036214142
Jiménez, Chihuahua, Mexico | Jiménez | Jimenez | 27.13 | -104.9067 | Mexico | MX | MEX | Chihuahua | minor | 34281 | 1484452730
Jin’e, Sichuan, China | Jin’e | Jin'e | 29.3395 | 105.2868 | China | CN | CHN | Sichuan | minor | 633210 | 1156661253
Jinan, Shandong, China | Jinan | Jinan | 36.6667 | 116.9833 | China | CN | CHN | Shandong | admin | 3250000 | 1156972469
Jinchang, Gansu, China | Jinchang | Jinchang | 38.5168 | 102.1866 | China | CN | CHN | Gansu | minor | 464200 | 1156184861
Jincheng, Shanxi, China | Jincheng | Jincheng | 35.4906 | 112.8483 | China | CN | CHN | Shanxi | minor | 2120000 | 1156163376
Jincheng, Kinmen, Taiwan | Jincheng | Jincheng | 24.4367 | 118.3183 | Taiwan | TW | TWN | Kinmen | admin |  | 1158376441
Jindayris, Ḩalab, Syria | Jindayris | Jindayris | 36.3947 | 36.6889 | Syria | SY | SYR | Ḩalab | minor | 13661 | 1760063267
Jindřichŭv Hradec, Jihočeský Kraj, Czechia | Jindřichŭv Hradec | Jindrichuv Hradec | 49.1441 | 15.003 | Czechia | CZ | CZE | Jihočeský Kraj |  | 21419 | 1203413811
Jingcheng, Jiangsu, China | Jingcheng | Jingcheng | 32.0058 | 120.2547 | China | CN | CHN | Jiangsu | minor | 684360 | 1156033208
Jingdezhen, Jiangxi, China | Jingdezhen | Jingdezhen | 29.2942 | 117.2036 | China | CN | CHN | Jiangxi | minor | 1587477 | 1156038165
Jinggangshan, Jiangxi, China | Jinggangshan | Jinggangshan | 26.5736 | 114.1639 | China | CN | CHN | Jiangxi |  | 157000 | 1156451783
Jinghong, Yunnan, China | Jinghong | Jinghong | 22.0057 | 100.7948 | China | CN | CHN | Yunnan |  | 519935 | 1156181533
Jingling, Hubei, China | Jingling | Jingling | 30.6667 | 113.1667 | China | CN | CHN | Hubei |  | 1418913 | 1156060544
Jinhua, Zhejiang, China | Jinhua | Jinhua | 29.1046 | 119.6494 | China | CN | CHN | Zhejiang | minor | 5361572 | 1156547188
Jining, Shandong, China | Jining | Jining | 35.4 | 116.5667 | China | CN | CHN | Shandong |  | 8023000 | 1156504601
Jining, Inner Mongolia, China | Jining | Jining | 41.03 | 113.08 | China | CN | CHN | Inner Mongolia |  | 281716 | 1156261326
Jinja, Jinja, Uganda | Jinja | Jinja | 0.4431 | 33.2128 | Uganda | UG | UGA | Jinja | admin | 72931 | 1800632405
Jinotega, Jinotega, Nicaragua | Jinotega | Jinotega | 13.0833 | -86 | Nicaragua | NI | NIC | Jinotega | admin | 136342 | 1558697688
Jinotepe, Carazo, Nicaragua | Jinotepe | Jinotepe | 11.85 | -86.2 | Nicaragua | NI | NIC | Carazo | admin | 52175 | 1558246417
Jinshi, Hunan, China | Jinshi | Jinshi | 29.6334 | 111.8746 | China | CN | CHN | Hunan | minor | 251064 | 1156062960
Jinzhong, Yunnan, China | Jinzhong | Jinzhong | 26.3504 | 103.4167 | China | CN | CHN | Yunnan | minor | 5170 | 1156252749
Jinzhou, Liaoning, China | Jinzhou | Jinzhou | 41.1144 | 121.1292 | China | CN | CHN | Liaoning |  | 3000000 | 1156157151
Ji-Paraná, Rondônia, Brazil | Ji-Paraná | Ji-Parana | -10.8333 | -61.967 | Brazil | BR | BRA | Rondônia |  | 65016 | 1076313540
Jipijapa, Manabí, Ecuador | Jipijapa | Jipijapa | -1.3486 | -80.5786 | Ecuador | EC | ECU | Manabí |  | 40232 | 1218962184
Jirjā, Sūhāj, Egypt | Jirjā | Jirja | 26.3419 | 31.8894 | Egypt | EG | EGY | Sūhāj |  | 102597 | 1818327836
Jirkov, Ústecký Kraj, Czechia | Jirkov | Jirkov | 50.4999 | 13.4478 | Czechia | CZ | CZE | Ústecký Kraj |  | 19241 | 1203484786
Jīroft, Kermān, Iran | Jīroft | Jiroft | 28.6781 | 57.7406 | Iran | IR | IRN | Kermān | minor | 130429 | 1364826721
Jisr ash Shughūr, Idlib, Syria | Jisr ash Shughūr | Jisr ash Shughur | 35.8 | 36.3167 | Syria | SY | SYR | Idlib | minor | 44322 | 1760389710
Jisr ez Zarqā, Haifa, Israel | Jisr ez Zarqā | Jisr ez Zarqa | 32.5379 | 34.9122 | Israel | IL | ISR | Haifa |  | 13962 | 1376963985
Jitpur, Bāgmatī, Nepal | Jitpur | Jitpur | 27.6666 | 85.3333 | Nepal | NP | NPL | Bāgmatī |  | 337785 | 1524593184
Jiujiang, Jiangxi, China | Jiujiang | Jiujiang | 29.7048 | 116.0021 | China | CN | CHN | Jiangxi | minor | 4728778 | 1156206041
Jiutai, Jilin, China | Jiutai | Jiutai | 44.1447 | 125.8443 | China | CN | CHN | Jilin |  | 205399 | 1156061722
Jiutepec, Morelos, Mexico | Jiutepec | Jiutepec | 18.8833 | -99.1667 | Mexico | MX | MEX | Morelos | minor | 153704 | 1484001709
Jixi, Heilongjiang, China | Jixi | Jixi | 45.2937 | 130.965 | China | CN | CHN | Heilongjiang | minor | 1950000 | 1156393765
Jizzax, Jizzax, Uzbekistan | Jizzax | Jizzax | 40.1167 | 67.85 | Uzbekistan | UZ | UZB | Jizzax | admin | 163200 | 1860218891
Joaçaba, Santa Catarina, Brazil | Joaçaba | Joacaba | -27.17 | -51.5 | Brazil | BR | BRA | Santa Catarina |  | 38876 | 1076899882
Joane, Braga, Portugal | Joane | Joane | 41.4333 | -8.4167 | Portugal | PT | PRT | Braga |  | 7528 | 1620704080
Joanópolis, São Paulo, Brazil | Joanópolis | Joanopolis | -22.9303 | -46.2756 | Brazil | BR | BRA | São Paulo |  | 12725 | 1076442097
João Pessoa, Paraíba, Brazil | João Pessoa | Joao Pessoa | -7.0833 | -34.8333 | Brazil | BR | BRA | Paraíba | admin | 801718 | 1076922014
João Teves, São Lourenço dos Órgãos, Cabo Verde | João Teves | Joao Teves | 15.0669 | -23.5892 | Cabo Verde | CV | CPV | São Lourenço dos Órgãos | admin |  | 1132758433
Joaquín V. González, Salta, Argentina | Joaquín V. González | Joaquin V. Gonzalez | -25.0833 | -64.1834 | Argentina | AR | ARG | Salta | minor | 13376 | 1032690861
Jobabo, Las Tunas, Cuba | Jobabo | Jobabo | 20.9078 | -77.2831 | Cuba | CU | CUB | Las Tunas | minor | 47350 | 1192342239
Jocotitlán, México, Mexico | Jocotitlán | Jocotitlan | 19.7072 | -99.7867 | Mexico | MX | MEX | México | minor | 55403 | 1484167307
Jodhpur, Rājasthān, India | Jodhpur | Jodhpur | 26.2918 | 73.0168 | India | IN | IND | Rājasthān |  | 995000 | 1356727084
Joensuu, Pohjois-Karjala, Finland | Joensuu | Joensuu | 62.6 | 29.7639 | Finland | FI | FIN | Pohjois-Karjala | admin | 75514 | 1246489056
Jōetsu, Niigata, Japan | Jōetsu | Joetsu | 37.15 | 138.2333 | Japan | JP | JPN | Niigata |  | 189881 | 1392040772
Jõgeva, Jõgevamaa, Estonia | Jõgeva | Jogeva | 58.7461 | 26.3956 | Estonia | EE | EST | Jõgevamaa | admin | 5073 | 1233192849
Johannesburg, Gauteng, South Africa | Johannesburg | Johannesburg | -26.2044 | 28.0416 | South Africa | ZA | ZAF | Gauteng | admin | 4434827 | 1710550792
Johns Creek, Georgia, United States | Johns Creek | Johns Creek | 34.0333 | -84.2027 | United States | US | USA | Georgia |  | 84579 | 1840014742
Johnsburg, Illinois, United States | Johnsburg | Johnsburg | 42.383 | -88.2476 | United States | US | USA | Illinois |  | 6368 | 1840011128
Johnson City, Tennessee, United States | Johnson City | Johnson City | 36.3406 | -82.3803 | United States | US | USA | Tennessee |  | 127571 | 1840014462
Johnson City, New York, United States | Johnson City | Johnson City | 42.123 | -75.9624 | United States | US | USA | New York |  | 14161 | 1840004658
Johnson Lane, Nevada, United States | Johnson Lane | Johnson Lane | 39.0489 | -119.7245 | United States | US | USA | Nevada |  | 6065 | 1840033830
Johnston, Rhode Island, United States | Johnston | Johnston | 41.8274 | -71.5202 | United States | US | USA | Rhode Island |  | 29235 | 1840106232
Johnston, Iowa, United States | Johnston | Johnston | 41.6857 | -93.7173 | United States | US | USA | Iowa |  | 22582 | 1840008170
Johnstone, Renfrewshire, United Kingdom | Johnstone | Johnstone | 55.8346 | -4.5027 | United Kingdom | GB | GBR | Renfrewshire |  | 16625 | 1826315811
Johnstown, Pennsylvania, United States | Johnstown | Johnstown | 40.3258 | -78.9193 | United States | US | USA | Pennsylvania |  | 63141 | 1840001116
Johnstown, Colorado, United States | Johnstown | Johnstown | 40.3499 | -104.9481 | United States | US | USA | Colorado |  | 21048 | 1840021369
Johnstown, New York, United States | Johnstown | Johnstown | 43.0073 | -74.3755 | United States | US | USA | New York |  | 8230 | 1840000376
Johor Bahru, Johor, Malaysia | Johor Bahru | Johor Bahru | 1.4556 | 103.7611 | Malaysia | MY | MYS | Johor | admin | 497097 | 1458747615
Jõhvi, Ida-Virumaa, Estonia | Jõhvi | Johvi | 59.3575 | 27.4122 | Estonia | EE | EST | Ida-Virumaa | admin | 10541 | 1233731045
Joinvile, Santa Catarina, Brazil | Joinvile | Joinvile | -26.32 | -48.8399 | Brazil | BR | BRA | Santa Catarina |  | 988000 | 1076050637
Joliet, Illinois, United States | Joliet | Joliet | 41.5189 | -88.1499 | United States | US | USA | Illinois |  | 147344 | 1840008192
Joliette, Quebec, Canada | Joliette | Joliette | 46.0167 | -73.45 | Canada | CA | CAN | Quebec |  | 19621 | 1124841554
Jolo, Sulu, Philippines | Jolo | Jolo | 6.0522 | 121.0022 | Philippines | PH | PHL | Sulu | admin |  | 1608685440
Jonava, Jonava, Lithuania | Jonava | Jonava | 55.0722 | 24.2806 | Lithuania | LT | LTU | Jonava | admin | 27804 | 1440040612
Jonesboro, Arkansas, United States | Jonesboro | Jonesboro | 35.8212 | -90.6791 | United States | US | USA | Arkansas |  | 76247 | 1840014507
Jonesboro, Louisiana, United States | Jonesboro | Jonesboro | 32.2348 | -92.7098 | United States | US | USA | Louisiana |  | 5333 | 1840017001
Jonesborough, Tennessee, United States | Jonesborough | Jonesborough | 36.2959 | -82.4766 | United States | US | USA | Tennessee |  | 5611 | 1840016092
Joniškis, Joniškis, Lithuania | Joniškis | Joniskis | 56.2433 | 23.6179 | Lithuania | LT | LTU | Joniškis | admin | 8757 | 1440592411
Jönköping, Jönköping, Sweden | Jönköping | Jonkoping | 57.7713 | 14.165 | Sweden | SE | SWE | Jönköping | admin | 89780 | 1752079041
Joplin, Missouri, United States | Joplin | Joplin | 37.0758 | -94.5018 | United States | US | USA | Missouri |  | 84048 | 1840008771
Joppatowne, Maryland, United States | Joppatowne | Joppatowne | 39.4181 | -76.3516 | United States | US | USA | Maryland |  | 12560 | 1840005665
Joquicingo, México, Mexico | Joquicingo | Joquicingo | 19.0556 | -99.5467 | Mexico | MX | MEX | México | minor | 11042 | 1484561507
Jordan, Guimaras, Philippines | Jordan | Jordan | 10.6584 | 122.5963 | Philippines | PH | PHL | Guimaras | admin |  | 1608769914
Jordan, Minnesota, United States | Jordan | Jordan | 44.6652 | -93.6351 | United States | US | USA | Minnesota |  | 6094 | 1840007864
Jorhāt, Assam, India | Jorhāt | Jorhat | 26.75 | 94.2167 | India | IN | IND | Assam |  | 69033 | 1356638741
Jos, Plateau, Nigeria | Jos | Jos | 9.9333 | 8.8833 | Nigeria | NG | NGA | Plateau | admin | 873943 | 1566773679
José Batlle y Ordóñez, Lavalleja, Uruguay | José Batlle y Ordóñez | Jose Batlle y Ordonez | -33.47 | -55.12 | Uruguay | UY | URY | Lavalleja |  | 2438 | 1858852252
José Bonifácio, São Paulo, Brazil | José Bonifácio | Jose Bonifacio | -21.0528 | -49.6878 | Brazil | BR | BRA | São Paulo |  | 35538 | 1076809600
José C. Paz, Buenos Aires, Argentina | José C. Paz | Jose C. Paz | -34.5167 | -58.7667 | Argentina | AR | ARG | Buenos Aires | minor | 216637 | 1032741145
José María Ezeiza, Buenos Aires, Argentina | José María Ezeiza | Jose Maria Ezeiza | -34.8333 | -58.5167 | Argentina | AR | ARG | Buenos Aires | minor | 160219 | 1032337881
José María Morelos, Quintana Roo, Mexico | José María Morelos | Jose Maria Morelos | 19.75 | -88.7 | Mexico | MX | MEX | Quintana Roo | minor | 11750 | 1484872600
José Mármol, Buenos Aires, Argentina | José Mármol | Jose Marmol | -34.7833 | -58.3667 | Argentina | AR | ARG | Buenos Aires |  | 41109 | 1032126414
José Pedro Varela, Lavalleja, Uruguay | José Pedro Varela | Jose Pedro Varela | -33.45 | -54.5333 | Uruguay | UY | URY | Lavalleja |  | 5118 | 1858511994
Joshua, Texas, United States | Joshua | Joshua | 32.458 | -97.3849 | United States | US | USA | Texas |  | 8101 | 1840019468
Joshua Tree, California, United States | Joshua Tree | Joshua Tree | 34.1236 | -116.3128 | United States | US | USA | California |  | 6980 | 1840017802
Jōsō, Ibaraki, Japan | Jōsō | Joso | 36.0236 | 139.9939 | Japan | JP | JPN | Ibaraki |  | 59647 | 1392553484
Joué-lés-Tours, Centre-Val de Loire, France | Joué-lés-Tours | Joue-les-Tours | 47.3514 | 0.6625 | France | FR | FRA | Centre-Val de Loire |  | 37893 | 1250289965
Joünié, Mont-Liban, Lebanon | Joünié | Jounie | 33.9697 | 35.6156 | Lebanon | LB | LBN | Mont-Liban | minor | 102221 | 1422032780
Jovellanos, Matanzas, Cuba | Jovellanos | Jovellanos | 22.8106 | -81.1981 | Cuba | CU | CUB | Matanzas | minor | 58685 | 1192643668
Jowzdān, Eşfahān, Iran | Jowzdān | Jowzdan | 32.5567 | 51.3725 | Iran | IR | IRN | Eşfahān |  | 6393 | 1364010380
Juan Aldama, Zacatecas, Mexico | Juan Aldama | Juan Aldama | 24.291 | -103.394 | Mexico | MX | MEX | Zacatecas | minor | 14162 | 1484898373
Juana Díaz, Puerto Rico, Puerto Rico | Juana Díaz | Juana Diaz | 18.0532 | -66.5047 | Puerto Rico | PR | PRI | Puerto Rico |  | 7095 | 1630023583
Juanjuí, San Martín, Peru | Juanjuí | Juanjui | -7.1802 | -76.7265 | Peru | PE | PER | San Martín |  | 37715 | 1604229756
Juárez, Chihuahua, Mexico | Juárez | Juarez | 31.7386 | -106.487 | Mexico | MX | MEX | Chihuahua | minor | 1321004 | 1484840083
Juazeiro, Bahia, Brazil | Juazeiro | Juazeiro | -9.42 | -40.5 | Brazil | BR | BRA | Bahia |  | 95132 | 1076632040
Juazeiro do Norte, Ceará, Brazil | Juazeiro do Norte | Juazeiro do Norte | -7.21 | -39.32 | Brazil | BR | BRA | Ceará |  | 225230 | 1076912078
Juba, Central Equatoria, South Sudan | Juba | Juba | 4.85 | 31.6 | South Sudan | SS | SSD | Central Equatoria | primary | 372410 | 1728444337
Jüchen, North Rhine-Westphalia, Germany | Jüchen | Juchen | 51.1011 | 6.5017 | Germany | DE | DEU | North Rhine-Westphalia |  | 23337 | 1276318248
Juchitán de Zaragoza, Oaxaca, Mexico | Juchitán de Zaragoza | Juchitan de Zaragoza | 16.4333 | -95.0194 | Mexico | MX | MEX | Oaxaca | minor | 74825 | 1484386317
Juchitepec, México, Mexico | Juchitepec | Juchitepec | 19.0997 | -98.8792 | Mexico | MX | MEX | México | minor | 23497 | 1484007934
Judenburg, Steiermark, Austria | Judenburg | Judenburg | 47.1725 | 14.6603 | Austria | AT | AUT | Steiermark | minor | 9960 | 1040723538
Juigalpa, Chontales, Nicaragua | Juigalpa | Juigalpa | 12.0833 | -85.4 | Nicaragua | NI | NIC | Chontales | admin | 60583 | 1558986603
Juiz de Fora, Minas Gerais, Brazil | Juiz de Fora | Juiz de Fora | -21.7642 | -43.3503 | Brazil | BR | BRA | Minas Gerais |  | 470193 | 1076006144
Juli, Puno, Peru | Juli | Juli | -16.2125 | -69.4603 | Peru | PE | PER | Puno |  | 21462 | 1604693505
Juliaca, Puno, Peru | Juliaca | Juliaca | -15.4908 | -70.1269 | Peru | PE | PER | Puno |  | 291189 | 1604174464
Jülich, North Rhine-Westphalia, Germany | Jülich | Julich | 50.9222 | 6.3583 | Germany | DE | DEU | North Rhine-Westphalia |  | 32632 | 1276891190
Juma Shahri, Samarqand, Uzbekistan | Juma Shahri | Juma Shahri | 39.7094 | 66.6614 | Uzbekistan | UZ | UZB | Samarqand | minor | 15571 | 1860861355
Jumilla, Murcia, Spain | Jumilla | Jumilla | 38.4792 | -1.325 | Spain | ES | ESP | Murcia |  | 25600 | 1724151562
Jumlā, Karnālī, Nepal | Jumlā | Jumla | 29.25 | 82.2167 | Nepal | NP | NPL | Karnālī |  | 9073 | 1524473131
Juncos, Puerto Rico, Puerto Rico | Juncos | Juncos | 18.2264 | -65.9163 | Puerto Rico | PR | PRI | Puerto Rico |  | 7970 | 1630023721
Junction City, Kansas, United States | Junction City | Junction City | 39.0271 | -96.8496 | United States | US | USA | Kansas |  | 35677 | 1840001620
Junction City, Oregon, United States | Junction City | Junction City | 44.2067 | -123.2101 | United States | US | USA | Oregon |  | 6891 | 1840018623
Jundiaí, São Paulo, Brazil | Jundiaí | Jundiai | -23.1864 | -46.8842 | Brazil | BR | BRA | São Paulo |  | 401896 | 1076998392
Juneau, Alaska, United States | Juneau | Juneau | 58.4546 | -134.1739 | United States | US | USA | Alaska | admin | 25085 | 1840023306
Junik, Junik, Kosovo | Junik | Junik | 42.4761 | 20.2775 | Kosovo | XK | XKS | Junik | admin | 6084 | 1901930204
Junín, Buenos Aires, Argentina | Junín | Junin | -34.5939 | -60.9464 | Argentina | AR | ARG | Buenos Aires | minor | 85007 | 1032976047
Junín, Junín, Peru | Junín | Junin | -11.15 | -75.9833 | Peru | PE | PER | Junín |  | 15320 | 1604997443
Junnar, Mahārāshtra, India | Junnar | Junnar | 19.2 | 73.88 | India | IN | IND | Mahārāshtra |  | 40000 | 1356521815
Junqueirópolis, São Paulo, Brazil | Junqueirópolis | Junqueiropolis | -21.5147 | -51.4336 | Brazil | BR | BRA | São Paulo |  | 20066 | 1076673647
Jupiter, Florida, United States | Jupiter | Jupiter | 26.9199 | -80.1128 | United States | US | USA | Florida |  | 65791 | 1840017255
Jupiter Farms, Florida, United States | Jupiter Farms | Jupiter Farms | 26.9224 | -80.2187 | United States | US | USA | Florida |  | 12032 | 1840042432
Juquiá, São Paulo, Brazil | Juquiá | Juquia | -24.3208 | -47.6347 | Brazil | BR | BRA | São Paulo |  | 19359 | 1076000755
Juquitiba, São Paulo, Brazil | Juquitiba | Juquitiba | -23.9319 | -47.0686 | Brazil | BR | BRA | São Paulo |  | 30642 | 1076231410
Juradó, Chocó, Colombia | Juradó | Jurado | 7.1114 | -77.7714 | Colombia | CO | COL | Chocó | minor | 2351 | 1170520604
Jurbarkas, Jurbarkas, Lithuania | Jurbarkas | Jurbarkas | 55.0825 | 22.7714 | Lithuania | LT | LTU | Jurbarkas | admin | 10376 | 1440845969
Jūrmala, Jūrmala, Latvia | Jūrmala | Jurmala | 56.968 | 23.7704 | Latvia | LV | LVA | Jūrmala | admin | 48606 | 1428952300
Jurong, Jiangsu, China | Jurong | Jurong | 31.9579 | 119.1595 | China | CN | CHN | Jiangsu |  | 617706 | 1156897463
Jurovski Dol, Sveti Jurij v Slovenskih Goricah, Slovenia | Jurovski Dol | Jurovski Dol | 46.6064 | 15.7847 | Slovenia | SI | SVN | Sveti Jurij v Slovenskih Goricah | admin |  | 1705288408
Juršinci, Juršinci, Slovenia | Juršinci | Jursinci | 46.4847 | 15.9714 | Slovenia | SI | SVN | Juršinci | admin |  | 1705262198
Jurupa Valley, California, United States | Jurupa Valley | Jurupa Valley | 34.001 | -117.4705 | United States | US | USA | California |  | 109527 | 1840043419
Justice, Illinois, United States | Justice | Justice | 41.7495 | -87.8345 | United States | US | USA | Illinois |  | 12608 | 1840011253
Jüterbog, Brandenburg, Germany | Jüterbog | Juterbog | 51.9933 | 13.0728 | Germany | DE | DEU | Brandenburg |  | 12311 | 1276769458
Jutiapa, Jutiapa, Guatemala | Jutiapa | Jutiapa | 14.29 | -89.9 | Guatemala | GT | GTM | Jutiapa | admin | 50681 | 1320264119
Juticalpa, Olancho, Honduras | Juticalpa | Juticalpa | 14.6664 | -86.2186 | Honduras | HN | HND | Olancho | admin | 33260 | 1340411203
Juventino Rosas, Guanajuato, Mexico | Juventino Rosas | Juventino Rosas | 20.65 | -101 | Mexico | MX | MEX | Guanajuato | minor | 65479 | 1484008596
Jwaneng, Jwaneng, Botswana | Jwaneng | Jwaneng | -24.6017 | 24.7281 | Botswana | BW | BWA | Jwaneng | admin |  | 1072118187
Jyväskylä, Keski-Suomi, Finland | Jyväskylä | Jyvaskyla | 62.2333 | 25.7333 | Finland | FI | FIN | Keski-Suomi | admin | 137368 | 1246938345
K’ajaran, Syunik’, Armenia | K’ajaran | K'ajaran | 39.1511 | 46.16 | Armenia | AM | ARM | Syunik’ |  | 7163 | 1051149529
K’asp’i, Shida Kartli, Georgia | K’asp’i | K'asp'i | 41.9167 | 44.4167 | Georgia | GE | GEO | Shida Kartli | minor | 13423 | 1268997310
Kaabong, Kaabong, Uganda | Kaabong | Kaabong | 3.5204 | 34.12 | Uganda | UG | UGA | Kaabong | admin | 1137 | 1800299361
Kaarina, Varsinais-Suomi, Finland | Kaarina | Kaarina | 60.4069 | 22.3722 | Finland | FI | FIN | Varsinais-Suomi | minor | 32590 | 1246381646
Kaarst, North Rhine-Westphalia, Germany | Kaarst | Kaarst | 51.2278 | 6.6273 | Germany | DE | DEU | North Rhine-Westphalia |  | 43433 | 1276322915
Kaba, Hajdú-Bihar, Hungary | Kaba | Kaba | 47.3557 | 21.2742 | Hungary | HU | HUN | Hajdú-Bihar |  | 5878 | 1348576656
Kabale, Kabale, Uganda | Kabale | Kabale | -1.2496 | 29.98 | Uganda | UG | UGA | Kabale | admin | 44600 | 1800408751
Kabalo, Tanganyika, Congo (Kinshasa) | Kabalo | Kabalo | -6.05 | 26.91 | Congo (Kinshasa) | CD | COD | Tanganyika |  | 29833 | 1180905835
Kabankalan, Negros Occidental, Philippines | Kabankalan | Kabankalan | 9.9833 | 122.8167 | Philippines | PH | PHL | Negros Occidental |  | 181977 | 1608697923
Kabarnet, Baringo, Kenya | Kabarnet | Kabarnet | 0.4919 | 35.743 | Kenya | KE | KEN | Baringo | admin |  | 1404620707
Kaberamaido, Kaberamaido, Uganda | Kaberamaido | Kaberamaido | 1.7389 | 33.1594 | Uganda | UG | UGA | Kaberamaido | admin | 3400 | 1800845749
Kabinda, Lomami, Congo (Kinshasa) | Kabinda | Kabinda | -6.1296 | 24.48 | Congo (Kinshasa) | CD | COD | Lomami | admin | 59004 | 1180751831
Kabirwala, Punjab, Pakistan | Kabirwala | Kabirwala | 30.4068 | 71.8667 | Pakistan | PK | PAK | Punjab |  | 70123 | 1586254267
Kabo, Ouham, Central African Republic | Kabo | Kabo | 7.6994 | 18.6292 | Central African Republic | CF | CAF | Ouham |  | 16279 | 1140386370
Kabūdarāhang, Hamadān, Iran | Kabūdarāhang | Kabudarahang | 35.2083 | 48.7239 | Iran | IR | IRN | Hamadān | minor | 19216 | 1364143684
Kabuga, Kigali, Rwanda | Kabuga | Kabuga | -1.9765 | 30.2247 | Rwanda | RW | RWA | Kigali |  | 40202 | 1646271073
Kabugao, Apayao, Philippines | Kabugao | Kabugao | 18.0231 | 121.184 | Philippines | PH | PHL | Apayao | admin |  | 1608841504
Kabul, Kābul, Afghanistan | Kabul | Kabul | 34.5328 | 69.1658 | Afghanistan | AF | AFG | Kābul | primary | 3678034 | 1004993580
Kabwe, Central, Zambia | Kabwe | Kabwe | -14.4333 | 28.45 | Zambia | ZM | ZMB | Central | admin | 117517 | 1894711746
Kaçanik, Kaçanik, Kosovo | Kaçanik | Kacanik | 42.2467 | 21.2553 | Kosovo | XK | XKS | Kaçanik | admin | 33409 | 1901200321
Kachkanar, Sverdlovskaya Oblast’, Russia | Kachkanar | Kachkanar | 58.7 | 59.4833 | Russia | RU | RUS | Sverdlovskaya Oblast’ |  | 38996 | 1643014299
Kadaň, Ústecký Kraj, Czechia | Kadaň | Kadan | 50.3761 | 13.2714 | Czechia | CZ | CZE | Ústecký Kraj |  | 18246 | 1203388944
Kadena, Okinawa, Japan | Kadena | Kadena | 26.3617 | 127.7553 | Japan | JP | JPN | Okinawa |  | 13471 | 1392320952
Kadiri, Andhra Pradesh, India | Kadiri | Kadiri | 14.12 | 78.17 | India | IN | IND | Andhra Pradesh |  | 89429 | 1356308559
Kadirli, Osmaniye, Turkey | Kadirli | Kadirli | 37.3739 | 36.0961 | Turkey | TR | TUR | Osmaniye | minor | 124053 | 1792113133
Kadogawa, Miyazaki, Japan | Kadogawa | Kadogawa | 32.4697 | 131.6489 | Japan | JP | JPN | Miyazaki |  | 17526 | 1392290615
Kadoma, Ōsaka, Japan | Kadoma | Kadoma | 34.7333 | 135.5833 | Japan | JP | JPN | Ōsaka |  | 119692 | 1392702415
Kadoma, Mashonaland West, Zimbabwe | Kadoma | Kadoma | -18.35 | 29.9167 | Zimbabwe | ZW | ZWE | Mashonaland West |  | 79174 | 1716398005
Kadugli, South Kordofan, Sudan | Kadugli | Kadugli | 11.01 | 29.7 | Sudan | SD | SDN | South Kordofan | admin | 176931 | 1729757472
Kaduna, Kaduna, Nigeria | Kaduna | Kaduna | 10.5231 | 7.4403 | Nigeria | NG | NGA | Kaduna | admin | 760084 | 1566368729
Kaech’ŏn, P’yŏngnam, Korea, North | Kaech’ŏn | Kaech'on | 39.6986 | 125.9061 | Korea, North | KP | PRK | P’yŏngnam |  | 319554 | 1408781295
Kaédi, Gorgol, Mauritania | Kaédi | Kaedi | 16.1503 | -13.5037 | Mauritania | MR | MRT | Gorgol | admin |  | 1478607377
Kaeng Khoi, Sara Buri, Thailand | Kaeng Khoi | Kaeng Khoi | 14.5864 | 100.9967 | Thailand | TH | THA | Sara Buri | minor | 12752 | 1764167813
Kaesŏng, Hwangnam, Korea, North | Kaesŏng | Kaesong | 37.964 | 126.5644 | Korea, North | KP | PRK | Hwangnam | minor | 338155 | 1408725697
Kaffrine, Kaffrine, Senegal | Kaffrine | Kaffrine | 14.1016 | -15.5467 | Senegal | SN | SEN | Kaffrine | admin |  | 1686807341
Kafr ad Dawwār, Al Buḩayrah, Egypt | Kafr ad Dawwār | Kafr ad Dawwar | 31.1417 | 30.1272 | Egypt | EG | EGY | Al Buḩayrah |  | 262748 | 1818347704
Kafr ash Shaykh, Kafr ash Shaykh, Egypt | Kafr ash Shaykh | Kafr ash Shaykh | 31.1 | 30.95 | Egypt | EG | EGY | Kafr ash Shaykh | admin | 147393 | 1818743040
Kafr Qāsim, Central, Israel | Kafr Qāsim | Kafr Qasim | 32.1142 | 34.9772 | Israel | IL | ISR | Central |  | 22743 | 1376925215
Kafr Sa‘d, Dumyāţ, Egypt | Kafr Sa‘d | Kafr Sa`d | 31.3557 | 31.6848 | Egypt | EG | EGY | Dumyāţ |  | 22500 | 1818266119
Kafr Shukr, Al Minūfīyah, Egypt | Kafr Shukr | Kafr Shukr | 30.547 | 31.2673 | Egypt | EG | EGY | Al Minūfīyah |  | 23390 | 1818036288
Kafue, Lusaka, Zambia | Kafue | Kafue | -15.78 | 28.18 | Zambia | ZM | ZMB | Lusaka |  | 47554 | 1894930695
Kaga Bandoro, Nana-Grébizi, Central African Republic | Kaga Bandoro | Kaga Bandoro | 7.0006 | 19.1808 | Central African Republic | CF | CAF | Nana-Grébizi | admin | 24661 | 1140658026
Kagadi, Kibaale, Uganda | Kagadi | Kagadi | 0.9378 | 30.8089 | Uganda | UG | UGA | Kibaale | admin |  | 1800935733
Kagoshima, Kagoshima, Japan | Kagoshima | Kagoshima | 31.58 | 130.5281 | Japan | JP | JPN | Kagoshima | admin | 595319 | 1392120675
Kahama, Shinyanga, Tanzania | Kahama | Kahama | -3.84 | 32.6 | Tanzania | TZ | TZA | Shinyanga |  | 36014 | 1834043034
Kaharlyk, Kyyivs’ka Oblast’, Ukraine | Kaharlyk | Kaharlyk | 49.8522 | 30.8092 | Ukraine | UA | UKR | Kyyivs’ka Oblast’ | minor | 13544 | 1804596715
Kahemba, Kwango, Congo (Kinshasa) | Kahemba | Kahemba | -7.2829 | 19 | Congo (Kinshasa) | CD | COD | Kwango |  | 50000 | 1180689417
Kahla, Thuringia, Germany | Kahla | Kahla | 50.8008 | 11.5875 | Germany | DE | DEU | Thuringia |  | 6822 | 1276126902
Kahoku, Ishikawa, Japan | Kahoku | Kahoku | 36.72 | 136.7067 | Japan | JP | JPN | Ishikawa |  | 34792 | 1392426434
Kahramanmaraş, Kahramanmaraş, Turkey | Kahramanmaraş | Kahramanmaras | 37.5875 | 36.9453 | Turkey | TR | TUR | Kahramanmaraş | admin | 443575 | 1792726797
Kahrīz Sang, Eşfahān, Iran | Kahrīz Sang | Kahriz Sang | 32.6267 | 51.4808 | Iran | IR | IRN | Eşfahān |  | 8267 | 1364628620
Kahului, Hawaii, United States | Kahului | Kahului | 20.8715 | -156.4603 | United States | US | USA | Hawaii |  | 32312 | 1840023232
Kaifeng Chengguanzhen, Henan, China | Kaifeng Chengguanzhen | Kaifeng Chengguanzhen | 34.85 | 114.35 | China | CN | CHN | Henan | minor | 872000 | 1156686574
Kaihua, Yunnan, China | Kaihua | Kaihua | 23.3715 | 104.2437 | China | CN | CHN | Yunnan | minor | 481505 | 1156017759
Kaikoura, Canterbury, New Zealand | Kaikoura | Kaikoura | -42.4 | 173.6814 | New Zealand | NZ | NZL | Canterbury |  | 2210 | 1554578431
Kailu, Inner Mongolia, China | Kailu | Kailu | 43.5837 | 121.2 | China | CN | CHN | Inner Mongolia | minor | 2809 | 1156813834
Kailua, Hawaii, United States | Kailua | Kailua | 21.392 | -157.7396 | United States | US | USA | Hawaii |  | 36662 | 1840023244
Kairaki, Canterbury, New Zealand | Kairaki | Kairaki | -43.385 | 172.703 | New Zealand | NZ | NZL | Canterbury |  | 225 | 1554001309
Kairāna, Uttar Pradesh, India | Kairāna | Kairana | 29.4 | 77.2 | India | IN | IND | Uttar Pradesh |  | 73046 | 1356768694
Kairouan, Kairouan, Tunisia | Kairouan | Kairouan | 35.6804 | 10.1 | Tunisia | TN | TUN | Kairouan | admin | 144522 | 1788844707
Kaiserslautern, Rhineland-Palatinate, Germany | Kaiserslautern | Kaiserslautern | 49.4447 | 7.7689 | Germany | DE | DEU | Rhineland-Palatinate | minor | 100030 | 1276674534
Kaišiadorys, Kaišiadorys, Lithuania | Kaišiadorys | Kaisiadorys | 54.8653 | 24.4682 | Lithuania | LT | LTU | Kaišiadorys | admin |  | 1440257941
Kaita, Hiroshima, Japan | Kaita | Kaita | 34.3722 | 132.5361 | Japan | JP | JPN | Hiroshima |  | 29431 | 1392868298
Kaitaia, Northland, New Zealand | Kaitaia | Kaitaia | -35.1125 | 173.2628 | New Zealand | NZ | NZL | Northland |  | 5870 | 1554000934
Kaiyuan, Henan, China | Kaiyuan | Kaiyuan | 36.0656 | 113.8153 | China | CN | CHN | Henan | minor | 1160000 | 1156441554
Kaiyuan, Liaoning, China | Kaiyuan | Kaiyuan | 42.538 | 124.0371 | China | CN | CHN | Liaoning |  | 545624 | 1156081841
Kaiyuan, Yunnan, China | Kaiyuan | Kaiyuan | 23.7147 | 103.2585 | China | CN | CHN | Yunnan |  | 322693 | 1156888008
Kaizu, Gifu, Japan | Kaizu | Kaizu | 35.2206 | 136.6367 | Japan | JP | JPN | Gifu |  | 33178 | 1392269681
Kajaani, Kainuu, Finland | Kajaani | Kajaani | 64.225 | 27.7333 | Finland | FI | FIN | Kainuu | admin | 37622 | 1246377765
Kajiado, Kajiado, Kenya | Kajiado | Kajiado | -1.85 | 36.7833 | Kenya | KE | KEN | Kajiado | admin |  | 1404265412
Kaka, Ahal, Turkmenistan | Kaka | Kaka | 37.3503 | 59.6 | Turkmenistan | TM | TKM | Ahal |  | 38381 | 1795223342
Kakamega, Kakamega, Kenya | Kakamega | Kakamega | 0.2833 | 34.75 | Kenya | KE | KEN | Kakamega | admin | 91778 | 1404614327
Kakamigahara, Gifu, Japan | Kakamigahara | Kakamigahara | 35.3989 | 136.8486 | Japan | JP | JPN | Gifu |  | 144335 | 1392578597
Kakata, Margibi, Liberia | Kakata | Kakata | 6.53 | -10.3517 | Liberia | LR | LBR | Margibi | admin | 33945 | 1430656307
Kākināda, Andhra Pradesh, India | Kākināda | Kakinada | 16.9333 | 82.2167 | India | IN | IND | Andhra Pradesh |  | 384182 | 1356573609
Kakogawachō-honmachi, Hyōgo, Japan | Kakogawachō-honmachi | Kakogawacho-honmachi | 34.7569 | 134.8414 | Japan | JP | JPN | Hyōgo |  | 262308 | 1392189230
Kakonko, Kigoma, Tanzania | Kakonko | Kakonko | -3.2796 | 30.96 | Tanzania | TZ | TZA | Kigoma |  | 24688 | 1834778373
Kakuda, Miyagi, Japan | Kakuda | Kakuda | 37.9772 | 140.7819 | Japan | JP | JPN | Miyagi |  | 28623 | 1392278934
Kakumiro, Kibaale, Uganda | Kakumiro | Kakumiro | 0.7806 | 31.3236 | Uganda | UG | UGA | Kibaale | admin |  | 1800894285
Kalabo, Western, Zambia | Kalabo | Kalabo | -14.9896 | 22.68 | Zambia | ZM | ZMB | Western |  | 7731 | 1894966417
Kalach, Voronezhskaya Oblast’, Russia | Kalach | Kalach | 50.4258 | 41.0156 | Russia | RU | RUS | Voronezhskaya Oblast’ |  | 18834 | 1643931782
Kalachinsk, Omskaya Oblast’, Russia | Kalachinsk | Kalachinsk | 55.05 | 74.5833 | Russia | RU | RUS | Omskaya Oblast’ |  | 22737 | 1643894191
Kalach-na-Donu, Volgogradskaya Oblast’, Russia | Kalach-na-Donu | Kalach-na-Donu | 48.6833 | 43.5333 | Russia | RU | RUS | Volgogradskaya Oblast’ |  | 23947 | 1643990894
Kalaheo, Hawaii, United States | Kalaheo | Kalaheo | 21.9159 | -159.5236 | United States | US | USA | Hawaii |  | 5224 | 1840029492
Kalajoki, Pohjois-Pohjanmaa, Finland | Kalajoki | Kalajoki | 64.2597 | 23.9486 | Finland | FI | FIN | Pohjois-Pohjanmaa | minor | 12621 | 1246746115
Kalaki, Kaberamaido, Uganda | Kalaki | Kalaki | 1.816 | 33.337 | Uganda | UG | UGA | Kaberamaido | admin |  | 1800972565
Kalamáta, Peloponnísos, Greece | Kalamáta | Kalamata | 37.0389 | 22.1142 | Greece | GR | GRC | Peloponnísos | minor | 71823 | 1300638148
Kalamazoo, Michigan, United States | Kalamazoo | Kalamazoo | 42.2749 | -85.5882 | United States | US | USA | Michigan |  | 215193 | 1840003185
Kalampáka, Thessalía, Greece | Kalampáka | Kalampaka | 39.7044 | 21.6269 | Greece | GR | GRC | Thessalía | minor | 8330 | 1300028482
Kalanchak, Khersons’ka Oblast’, Ukraine | Kalanchak | Kalanchak | 46.255 | 33.2906 | Ukraine | UA | UKR | Khersons’ka Oblast’ | minor | 9224 | 1804573757
Kalangala, Kalangala, Uganda | Kalangala | Kalangala | -0.3089 | 32.225 | Uganda | UG | UGA | Kalangala | admin | 5200 | 1800446257
Kalaoa, Hawaii, United States | Kalaoa | Kalaoa | 19.7369 | -156.0122 | United States | US | USA | Hawaii |  | 11604 | 1840029493
Kalasin, Kalasin, Thailand | Kalasin | Kalasin | 16.4333 | 103.5 | Thailand | TH | THA | Kalasin | admin | 34437 | 1764060973
Kalbarri, Western Australia, Australia | Kalbarri | Kalbarri | -27.71 | 114.16 | Australia | AU | AUS | Western Australia |  | 1349 | 1036429141
Kalemie, Tanganyika, Congo (Kinshasa) | Kalemie | Kalemie | -5.9147 | 29.1939 | Congo (Kinshasa) | CD | COD | Tanganyika | admin | 206257 | 1180574233
Kalfou, Extrême-Nord, Cameroon | Kalfou | Kalfou | 10.284 | 14.9298 | Cameroon | CM | CMR | Extrême-Nord |  | 26223 | 1120297396
Kalgoorlie, Western Australia, Australia | Kalgoorlie | Kalgoorlie | -30.7489 | 121.4658 | Australia | AU | AUS | Western Australia |  | 29849 | 1036087904
Kalibo, Aklan, Philippines | Kalibo | Kalibo | 11.7086 | 122.3648 | Philippines | PH | PHL | Aklan | admin |  | 1608268539
Kalifornsky, Alaska, United States | Kalifornsky | Kalifornsky | 60.4417 | -151.1972 | United States | US | USA | Alaska |  | 8134 | 1840023406
Kalima, Maniema, Congo (Kinshasa) | Kalima | Kalima | -2.5096 | 26.43 | Congo (Kinshasa) | CD | COD | Maniema |  | 194 | 1180335450
Kaliningrad, Kaliningradskaya Oblast’, Russia | Kaliningrad | Kaliningrad | 54.7167 | 20.5 | Russia | RU | RUS | Kaliningradskaya Oblast’ | admin | 475056 | 1643178106
Kalininsk, Saratovskaya Oblast’, Russia | Kalininsk | Kalininsk | 51.5 | 44.45 | Russia | RU | RUS | Saratovskaya Oblast’ |  | 15821 | 1643016449
Kalinkavichy, Homyel’skaya Voblasts’, Belarus | Kalinkavichy | Kalinkavichy | 52.1333 | 29.3333 | Belarus | BY | BLR | Homyel’skaya Voblasts’ | minor | 37700 | 1112264242
Kaliro, Kaliro, Uganda | Kaliro | Kaliro | 0.8949 | 33.5048 | Uganda | UG | UGA | Kaliro | admin |  | 1800764757
Kalispell, Montana, United States | Kalispell | Kalispell | 48.2156 | -114.3262 | United States | US | USA | Montana |  | 39182 | 1840018350
Kalisz, Wielkopolskie, Poland | Kalisz | Kalisz | 51.757 | 18.083 | Poland | PL | POL | Wielkopolskie | minor | 103738 | 1616861321
Kalkar, North Rhine-Westphalia, Germany | Kalkar | Kalkar | 51.7389 | 6.2925 | Germany | DE | DEU | North Rhine-Westphalia |  | 13902 | 1276383703
Kalkara, Kalkara, Malta | Kalkara | Kalkara | 35.8892 | 14.5328 | Malta | MT | MLT | Kalkara | admin |  | 1470563392
Kallithéa, Attikí, Greece | Kallithéa | Kallithea | 37.95 | 23.7 | Greece | GR | GRC | Attikí | minor | 100641 | 1300675902
Kalmar, Kalmar, Sweden | Kalmar | Kalmar | 56.6694 | 16.3218 | Sweden | SE | SWE | Kalmar | admin | 41110 | 1752640618
Kalmiuske, Donets’ka Oblast’, Ukraine | Kalmiuske | Kalmiuske | 47.6667 | 38.0667 | Ukraine | UA | UKR | Donets’ka Oblast’ |  | 11603 | 1804369480
Kalocsa, Bács-Kiskun, Hungary | Kalocsa | Kalocsa | 46.5333 | 18.9856 | Hungary | HU | HUN | Bács-Kiskun | minor | 15490 | 1348222203
Kaltan, Kemerovskaya Oblast’, Russia | Kaltan | Kaltan | 53.5167 | 87.2667 | Russia | RU | RUS | Kemerovskaya Oblast’ |  | 20841 | 1643027336
Kaltenkirchen, Schleswig-Holstein, Germany | Kaltenkirchen | Kaltenkirchen | 53.8397 | 9.9603 | Germany | DE | DEU | Schleswig-Holstein |  | 21813 | 1276286164
Kaltennordheim, Thuringia, Germany | Kaltennordheim | Kaltennordheim | 50.6333 | 10.1667 | Germany | DE | DEU | Thuringia |  | 5853 | 1276694949
Kaluga, Kaluzhskaya Oblast’, Russia | Kaluga | Kaluga | 54.5333 | 36.2667 | Russia | RU | RUS | Kaluzhskaya Oblast’ | admin | 341892 | 1643161747
Kalungu, Kalungu, Uganda | Kalungu | Kalungu | -0.1667 | 31.7569 | Uganda | UG | UGA | Kalungu | admin |  | 1800770335
Kalush, Ivano-Frankivs’ka Oblast’, Ukraine | Kalush | Kalush | 49.0442 | 24.3597 | Ukraine | UA | UKR | Ivano-Frankivs’ka Oblast’ | minor | 66406 | 1804375295
Kalvarija, Kalvarijos, Lithuania | Kalvarija | Kalvarija | 54.4147 | 23.2281 | Lithuania | LT | LTU | Kalvarijos | admin | 4100 | 1440799248
Kalyān, Mahārāshtra, India | Kalyān | Kalyan | 19.2502 | 73.1602 | India | IN | IND | Mahārāshtra |  | 1576614 | 1356172246
Kalyani, West Bengal, India | Kalyani | Kalyani | 22.975 | 88.4344 | India | IN | IND | West Bengal |  | 100575 | 1356108133
Kalyazin, Tverskaya Oblast’, Russia | Kalyazin | Kalyazin | 57.2333 | 37.85 | Russia | RU | RUS | Tverskaya Oblast’ |  | 12770 | 1643298637
Kálymnos, Notío Aigaío, Greece | Kálymnos | Kalymnos | 36.9512 | 26.9832 | Greece | GR | GRC | Notío Aigaío | minor | 12324 | 1300286595
Kalynivka, Vinnyts’ka Oblast’, Ukraine | Kalynivka | Kalynivka | 49.4472 | 28.5231 | Ukraine | UA | UKR | Vinnyts’ka Oblast’ | minor | 18906 | 1804606611
Kam”yanets’-Podil’s’kyy, Khmel’nyts’ka Oblast’, Ukraine | Kam”yanets’-Podil’s’kyy | Kam'yanets'-Podil's'kyy | 48.6806 | 26.5806 | Ukraine | UA | UKR | Khmel’nyts’ka Oblast’ | minor | 100462 | 1804779341
Kam”yanka-Dniprovs’ka, Zaporiz’ka Oblast’, Ukraine | Kam”yanka-Dniprovs’ka | Kam'yanka-Dniprovs'ka | 47.4792 | 34.4232 | Ukraine | UA | UKR | Zaporiz’ka Oblast’ | minor | 12638 | 1804716389
Kamagaya, Chiba, Japan | Kamagaya | Kamagaya | 35.7769 | 140.0008 | Japan | JP | JPN | Chiba |  | 109525 | 1392541992
Kamaishi, Iwate, Japan | Kamaishi | Kamaishi | 39.2758 | 141.8856 | Japan | JP | JPN | Iwate |  | 34118 | 1392589485
Kamakurayama, Kanagawa, Japan | Kamakurayama | Kamakurayama | 35.3197 | 139.5525 | Japan | JP | JPN | Kanagawa |  | 172262 | 1392220561
Kamalia, Punjab, Pakistan | Kamalia | Kamalia | 30.7258 | 72.6447 | Pakistan | PK | PAK | Punjab |  | 121401 | 1586927428
Kamālshahr, Alborz, Iran | Kamālshahr | Kamalshahr | 35.8622 | 50.8717 | Iran | IR | IRN | Alborz |  | 141166 | 1364102350
Kāmāreddipet, Telangana, India | Kāmāreddipet | Kamareddipet | 18.3167 | 78.35 | India | IN | IND | Telangana |  | 80315 | 1356010343
Kāmārhāti, West Bengal, India | Kāmārhāti | Kamarhati | 22.67 | 88.37 | India | IN | IND | West Bengal |  | 330211 | 1356676559
Kamata, Fukuoka, Japan | Kamata | Kamata | 33.5633 | 130.7117 | Japan | JP | JPN | Fukuoka |  | 35929 | 1392357723
Kambarka, Udmurtiya, Russia | Kambarka | Kambarka | 56.2667 | 54.2 | Russia | RU | RUS | Udmurtiya |  | 10276 | 1643279946
Kambove, Haut-Katanga, Congo (Kinshasa) | Kambove | Kambove | -10.87 | 26.6 | Congo (Kinshasa) | CD | COD | Haut-Katanga |  | 36702 | 1180986023
Kamen, North Rhine-Westphalia, Germany | Kamen | Kamen | 51.5917 | 7.6653 | Germany | DE | DEU | North Rhine-Westphalia |  | 42971 | 1276465116
Kamen’-na-Obi, Altayskiy Kray, Russia | Kamen’-na-Obi | Kamen'-na-Obi | 53.7919 | 81.3486 | Russia | RU | RUS | Altayskiy Kray |  | 44564 | 1643009870
Kamenicë, Kamenicë, Kosovo | Kamenicë | Kamenice | 42.5839 | 21.575 | Kosovo | XK | XKS | Kamenicë | admin | 36085 | 1901851592
Kamenka, Penzenskaya Oblast’, Russia | Kamenka | Kamenka | 53.1833 | 44.05 | Russia | RU | RUS | Penzenskaya Oblast’ |  | 35929 | 1643795205
Kamennogorsk, Leningradskaya Oblast’, Russia | Kamennogorsk | Kamennogorsk | 60.95 | 29.1333 | Russia | RU | RUS | Leningradskaya Oblast’ |  | 6696 | 1643097170
Kameno, Burgas, Bulgaria | Kameno | Kameno | 42.5667 | 27.3 | Bulgaria | BG | BGR | Burgas |  | 5788 | 1100253032
Kamensk-Shakhtinskiy, Rostovskaya Oblast’, Russia | Kamensk-Shakhtinskiy | Kamensk-Shakhtinskiy | 48.3167 | 40.2667 | Russia | RU | RUS | Rostovskaya Oblast’ | minor | 88997 | 1643408575
Kamensk-Ural’skiy, Sverdlovskaya Oblast’, Russia | Kamensk-Ural’skiy | Kamensk-Ural'skiy | 56.4 | 61.9333 | Russia | RU | RUS | Sverdlovskaya Oblast’ |  | 169929 | 1643640451
Kamenz, Saxony, Germany | Kamenz | Kamenz | 51.2667 | 14.1 | Germany | DE | DEU | Saxony |  | 16975 | 1276558710
Kameshkovo, Vladimirskaya Oblast’, Russia | Kameshkovo | Kameshkovo | 56.3492 | 40.9978 | Russia | RU | RUS | Vladimirskaya Oblast’ |  | 12496 | 1643012226
Kamëz, Tiranë, Albania | Kamëz | Kamez | 41.3833 | 19.7667 | Albania | AL | ALB | Tiranë |  | 126777 | 1008148968
Kamianske, Dnipropetrovs’ka Oblast’, Ukraine | Kamianske | Kamianske | 48.5076 | 34.6132 | Ukraine | UA | UKR | Dnipropetrovs’ka Oblast’ |  | 235066 | 1804033242
Kamień Pomorski, Zachodniopomorskie, Poland | Kamień Pomorski | Kamien Pomorski | 53.9697 | 14.7858 | Poland | PL | POL | Zachodniopomorskie | minor | 9144 | 1616000112
Kami-furano, Hokkaidō, Japan | Kami-furano | Kami-furano | 43.4556 | 142.4672 | Japan | JP | JPN | Hokkaidō |  | 10709 | 1392709435
Kamigōri, Hyōgo, Japan | Kamigōri | Kamigori | 34.8736 | 134.3561 | Japan | JP | JPN | Hyōgo |  | 14146 | 1392000469
Kamigotō, Nagasaki, Japan | Kamigotō | Kamigoto | 32.9844 | 129.0733 | Japan | JP | JPN | Nagasaki |  | 18008 | 1392897224
Kamihonbetsu, Hokkaidō, Japan | Kamihonbetsu | Kamihonbetsu | 43.1244 | 143.6106 | Japan | JP | JPN | Hokkaidō |  | 6948 | 1392608478
Kamiichi, Toyama, Japan | Kamiichi | Kamiichi | 36.7 | 137.3667 | Japan | JP | JPN | Toyama |  | 19805 | 1392722248
Kami-kawabe, Gifu, Japan | Kami-kawabe | Kami-kawabe | 35.4867 | 137.0706 | Japan | JP | JPN | Gifu |  | 9902 | 1392777604
Kamin’-Kashyrs’kyy, Volyns’ka Oblast’, Ukraine | Kamin’-Kashyrs’kyy | Kamin'-Kashyrs'kyy | 51.6242 | 24.9606 | Ukraine | UA | UKR | Volyns’ka Oblast’ | minor | 12489 | 1804718360
Kamina, Haut-Lomami, Congo (Kinshasa) | Kamina | Kamina | -8.73 | 25.01 | Congo (Kinshasa) | CD | COD | Haut-Lomami | admin | 128803 | 1180363197
Kaminokawa, Tochigi, Japan | Kaminokawa | Kaminokawa | 36.4392 | 139.91 | Japan | JP | JPN | Tochigi |  | 30964 | 1392906156
Kamirenjaku, Tōkyō, Japan | Kamirenjaku | Kamirenjaku | 35.6833 | 139.5594 | Japan | JP | JPN | Tōkyō |  | 192489 | 1392889022
Kamisu, Ibaraki, Japan | Kamisu | Kamisu | 35.89 | 140.6647 | Japan | JP | JPN | Ibaraki |  | 95370 | 1392634524
Kamitakeshi, Nagano, Japan | Kamitakeshi | Kamitakeshi | 36.2719 | 138.3161 | Japan | JP | JPN | Nagano |  | 6847 | 1392154343
Kamiyoshida, Yamanashi, Japan | Kamiyoshida | Kamiyoshida | 35.4875 | 138.8081 | Japan | JP | JPN | Yamanashi |  | 47211 | 1392697533
Kamloops, British Columbia, Canada | Kamloops | Kamloops | 50.6761 | -120.3408 | Canada | CA | CAN | British Columbia |  | 100046 | 1124735582
Kamnik, Kamnik, Slovenia | Kamnik | Kamnik | 46.225 | 14.6097 | Slovenia | SI | SVN | Kamnik | admin |  | 1705864078
Kamo, Niigata, Japan | Kamo | Kamo | 37.6667 | 139.0333 | Japan | JP | JPN | Niigata |  | 25855 | 1392480203
Kampala, Kampala, Uganda | Kampala | Kampala | 0.3136 | 32.5811 | Uganda | UG | UGA | Kampala | primary | 1659600 | 1800406299
Kampene, Maniema, Congo (Kinshasa) | Kampene | Kampene | -3.5968 | 26.6671 | Congo (Kinshasa) | CD | COD | Maniema |  | 37034 | 1180064621
Kamphaeng Phet, Kamphaeng Phet, Thailand | Kamphaeng Phet | Kamphaeng Phet | 16.4811 | 99.5222 | Thailand | TH | THA | Kamphaeng Phet | admin | 29178 | 1764367755
Kamp-Lintfort, North Rhine-Westphalia, Germany | Kamp-Lintfort | Kamp-Lintfort | 51.5 | 6.5333 | Germany | DE | DEU | North Rhine-Westphalia |  | 37391 | 1276081102
Kampong Cham, Kampong Cham, Cambodia | Kampong Cham | Kampong Cham | 12 | 105.45 | Cambodia | KH | KHM | Kampong Cham | admin | 118242 | 1116115849
Kampong Chhnang, Kampong Chhnang, Cambodia | Kampong Chhnang | Kampong Chhnang | 12.25 | 104.6667 | Cambodia | KH | KHM | Kampong Chhnang | admin | 41700 | 1116735270
Kampong Speu, Kampong Speu, Cambodia | Kampong Speu | Kampong Speu | 11.45 | 104.5333 | Cambodia | KH | KHM | Kampong Speu | admin | 33231 | 1116446492
Kampong Thom, Kampong Thom, Cambodia | Kampong Thom | Kampong Thom | 12.7111 | 104.8886 | Cambodia | KH | KHM | Kampong Thom | admin | 31871 | 1116471297
Kampong Thum, Kampong Thom, Cambodia | Kampong Thum | Kampong Thum | 12.712 | 104.889 | Cambodia | KH | KHM | Kampong Thom |  | 19951 | 1116000326
Kampot, Kampot, Cambodia | Kampot | Kampot | 10.6 | 104.1667 | Cambodia | KH | KHM | Kampot | admin | 39186 | 1116966757
Kamsar, Boké, Guinea | Kamsar | Kamsar | 10.65 | -14.6167 | Guinea | GN | GIN | Boké |  | 34973 | 1324075393
Kamuli, Kamuli, Uganda | Kamuli | Kamuli | 0.9472 | 33.1197 | Uganda | UG | UGA | Kamuli | admin | 12764 | 1800849421
Kamwenge, Kamwenge, Uganda | Kamwenge | Kamwenge | 0.2111 | 30.4208 | Uganda | UG | UGA | Kamwenge | admin |  | 1800010095
Kamyanyets, Brestskaya Voblasts’, Belarus | Kamyanyets | Kamyanyets | 52.4028 | 23.8083 | Belarus | BY | BLR | Brestskaya Voblasts’ |  | 8400 | 1112796625
Kamyshin, Volgogradskaya Oblast’, Russia | Kamyshin | Kamyshin | 50.0833 | 45.4 | Russia | RU | RUS | Volgogradskaya Oblast’ |  | 111100 | 1643117920
Kamyshlov, Sverdlovskaya Oblast’, Russia | Kamyshlov | Kamyshlov | 56.85 | 62.7167 | Russia | RU | RUS | Sverdlovskaya Oblast’ |  | 26444 | 1643094029
Kamyzyak, Astrakhanskaya Oblast’, Russia | Kamyzyak | Kamyzyak | 46.1167 | 48.0833 | Russia | RU | RUS | Astrakhanskaya Oblast’ |  | 15984 | 1643101212
Kan’onjichō, Kagawa, Japan | Kan’onjichō | Kan'onjicho | 34.1283 | 133.6628 | Japan | JP | JPN | Kagawa |  | 57333 | 1392669247
Kanada, Fukuoka, Japan | Kanada | Kanada | 33.7761 | 130.9806 | Japan | JP | JPN | Fukuoka |  | 36280 | 1392483747
Kanal, Kanal, Slovenia | Kanal | Kanal | 46.0886 | 13.6397 | Slovenia | SI | SVN | Kanal | admin |  | 1705955833
Kananga, Kasaï Central, Congo (Kinshasa) | Kananga | Kananga | -5.897 | 22.4488 | Congo (Kinshasa) | CD | COD | Kasaï Central | admin | 1971704 | 1180172460
Kanash, Chuvashiya, Russia | Kanash | Kanash | 55.5167 | 47.5 | Russia | RU | RUS | Chuvashiya |  | 45482 | 1643340791
Kanasín, Yucatán, Mexico | Kanasín | Kanasin | 20.9344 | -89.5578 | Mexico | MX | MEX | Yucatán | minor | 77240 | 1484390572
Kanazawa, Ishikawa, Japan | Kanazawa | Kanazawa | 36.5667 | 136.65 | Japan | JP | JPN | Ishikawa | admin | 463873 | 1392684679
Kanchanaburi, Kanchanaburi, Thailand | Kanchanaburi | Kanchanaburi | 14.0194 | 99.5311 | Thailand | TH | THA | Kanchanaburi | admin | 29581 | 1764455558
Kānchrāpāra, West Bengal, India | Kānchrāpāra | Kanchrapara | 22.97 | 88.43 | India | IN | IND | West Bengal |  | 129576 | 1356022687
Kandahār, Kandahār, Afghanistan | Kandahār | Kandahar | 31.6078 | 65.7053 | Afghanistan | AF | AFG | Kandahār | admin | 491500 | 1004003059
Kandalaksha, Murmanskaya Oblast’, Russia | Kandalaksha | Kandalaksha | 67.1569 | 32.4117 | Russia | RU | RUS | Murmanskaya Oblast’ |  | 31329 | 1643555433
Kandava, Kandavas Novads, Latvia | Kandava | Kandava | 57.0364 | 22.7761 | Latvia | LV | LVA | Kandavas Novads | admin | 3651 | 1428964284
Kandel, Rhineland-Palatinate, Germany | Kandel | Kandel | 49.0828 | 8.1964 | Germany | DE | DEU | Rhineland-Palatinate |  | 9061 | 1276402753
Kandern, Baden-Württemberg, Germany | Kandern | Kandern | 47.7144 | 7.6608 | Germany | DE | DEU | Baden-Württemberg |  | 8249 | 1276847947
Kandhkot, Sindh, Pakistan | Kandhkot | Kandhkot | 28.4 | 69.3 | Pakistan | PK | PAK | Sindh |  | 105011 | 1586311788
Kandi, Alibori, Benin | Kandi | Kandi | 11.1304 | 2.94 | Benin | BJ | BEN | Alibori | admin | 109701 | 1204875413
Kandukūr, Andhra Pradesh, India | Kandukūr | Kandukur | 15.2165 | 79.9042 | India | IN | IND | Andhra Pradesh |  | 57246 | 1356179414
Kandy, Central, Sri Lanka | Kandy | Kandy | 7.297 | 80.6385 | Sri Lanka | LK | LKA | Central | admin | 111701 | 1144308408
Kanegasaki, Iwate, Japan | Kanegasaki | Kanegasaki | 39.1956 | 141.1161 | Japan | JP | JPN | Iwate |  | 15410 | 1392073512
Kanel, Matam, Senegal | Kanel | Kanel | 15.4833 | -13.1667 | Senegal | SN | SEN | Matam |  | 12975 | 1686649291
Kaneohe, Hawaii, United States | Kaneohe | Kaneohe | 21.4062 | -157.7904 | United States | US | USA | Hawaii |  | 33739 | 1840029498
Kaneohe Station, Hawaii, United States | Kaneohe Station | Kaneohe Station | 21.4451 | -157.7515 | United States | US | USA | Hawaii |  | 11075 | 1840075025
Kaneyama, Kagoshima, Japan | Kaneyama | Kaneyama | 31.3833 | 130.85 | Japan | JP | JPN | Kagoshima |  | 82335 | 1392748014
Kaneyama, Yamagata, Japan | Kaneyama | Kaneyama | 38.8833 | 140.3394 | Japan | JP | JPN | Yamagata |  | 5225 | 1392255901
Kangaba, Koulikoro, Mali | Kangaba | Kangaba | 11.9333 | -8.4167 | Mali | ML | MLI | Koulikoro | minor | 17232 | 1466770326
Kangar, Perlis, Malaysia | Kangar | Kangar | 6.4414 | 100.1986 | Malaysia | MY | MYS | Perlis | admin | 48898 | 1458939333
Kangaroo Flat, Victoria, Australia | Kangaroo Flat | Kangaroo Flat | -36.8 | 144.25 | Australia | AU | AUS | Victoria |  | 10394 | 1036769935
Kangersuatsiaq, Qaasuitsup, Greenland | Kangersuatsiaq | Kangersuatsiaq | 72.3796 | -55.5491 | Greenland | GL | GRL | Qaasuitsup |  | 200 | 1304939198
Kanggye, Chagang, Korea, North | Kanggye | Kanggye | 40.9667 | 126.6 | Korea, North | KP | PRK | Chagang | admin | 251971 | 1408728939
Kani, Gifu, Japan | Kani | Kani | 35.4258 | 137.0611 | Japan | JP | JPN | Gifu |  | 100031 | 1392198191
Kaniama, Haut-Lomami, Congo (Kinshasa) | Kaniama | Kaniama | -7.5696 | 24.17 | Congo (Kinshasa) | CD | COD | Haut-Lomami |  | 36481 | 1180770775
Kanie, Aichi, Japan | Kanie | Kanie | 35.1322 | 136.7869 | Japan | JP | JPN | Aichi |  | 37048 | 1392146454
Kanifing, Banjul, Gambia, The | Kanifing | Kanifing | 13.4464 | -16.6744 | Gambia, The | GM | GMB | Banjul | admin |  | 1270000000
Kaniv, Cherkas’ka Oblast’, Ukraine | Kaniv | Kaniv | 49.7447 | 31.4558 | Ukraine | UA | UKR | Cherkas’ka Oblast’ | minor | 24532 | 1804910839
Kanjiža, Kanjiža, Serbia | Kanjiža | Kanjiza | 46.0667 | 20.05 | Serbia | RS | SRB | Kanjiža | admin | 10200 | 1688731968
Kankaanpää, Satakunta, Finland | Kankaanpää | Kankaanpaa | 61.8042 | 22.3944 | Finland | FI | FIN | Satakunta | minor | 11769 | 1246054276
Kankakee, Illinois, United States | Kankakee | Kankakee | 41.1019 | -87.8643 | United States | US | USA | Illinois |  | 77429 | 1840008260
Kankan, Kankan, Guinea | Kankan | Kankan | 10.39 | -9.31 | Guinea | GN | GIN | Kankan | admin | 114009 | 1324495325
Kanmaki, Nara, Japan | Kanmaki | Kanmaki | 34.5628 | 135.7167 | Japan | JP | JPN | Nara |  | 21318 | 1392530261
Kannan, Shizuoka, Japan | Kannan | Kannan | 35.0894 | 138.9453 | Japan | JP | JPN | Shizuoka |  | 36908 | 1392155353
Kannapolis, North Carolina, United States | Kannapolis | Kannapolis | 35.4764 | -80.6403 | United States | US | USA | North Carolina |  | 50841 | 1840014560
Kannus, Keski-Pohjanmaa, Finland | Kannus | Kannus | 63.9 | 23.9167 | Finland | FI | FIN | Keski-Pohjanmaa | minor | 5520 | 1246529130
Kano, Kano, Nigeria | Kano | Kano | 12 | 8.5167 | Nigeria | NG | NGA | Kano | admin | 2828861 | 1566422868
Kanoni, Gomba, Uganda | Kanoni | Kanoni | 0.1772 | 31.8811 | Uganda | UG | UGA | Gomba | admin |  | 1800973979
Kansas City, Missouri, United States | Kansas City | Kansas City | 39.1239 | -94.5541 | United States | US | USA | Missouri |  | 1636715 | 1840008535
Kansas City, Kansas, United States | Kansas City | Kansas City | 39.1234 | -94.7443 | United States | US | USA | Kansas |  | 152960 | 1840001626
Kansk, Krasnoyarskiy Kray, Russia | Kansk | Kansk | 56.2 | 95.7 | Russia | RU | RUS | Krasnoyarskiy Kray |  | 89508 | 1643874419
Kant, Chüy, Kyrgyzstan | Kant | Kant | 42.8833 | 74.85 | Kyrgyzstan | KG | KGZ | Chüy | minor | 21589 | 1417254104
Kantang, Trang, Thailand | Kantang | Kantang | 7.4067 | 99.515 | Thailand | TH | THA | Trang | minor | 12533 | 1764372106
Kantharalak, Sisaket, Thailand | Kantharalak | Kantharalak | 14.6536 | 104.6278 | Thailand | TH | THA | Sisaket | minor | 19392 | 1764009547
Kantunilkín, Quintana Roo, Mexico | Kantunilkín | Kantunilkin | 21.1 | -87.4833 | Mexico | MX | MEX | Quintana Roo | minor | 7150 | 1484008816
Kanuma, Tochigi, Japan | Kanuma | Kanuma | 36.5672 | 139.745 | Japan | JP | JPN | Tochigi |  | 95812 | 1392653831
Kanungu, Kanungu, Uganda | Kanungu | Kanungu | -0.9575 | 29.7897 | Uganda | UG | UGA | Kanungu | admin |  | 1800715667
Kanyato, Kigoma, Tanzania | Kanyato | Kanyato | -4.4565 | 30.2614 | Tanzania | TZ | TZA | Kigoma |  | 232 | 1834158031
Kanye, Southern, Botswana | Kanye | Kanye | -24.9833 | 25.35 | Botswana | BW | BWA | Southern | admin | 46831 | 1072506645
Kanzakimachi-kanzaki, Saga, Japan | Kanzakimachi-kanzaki | Kanzakimachi-kanzaki | 33.3108 | 130.3731 | Japan | JP | JPN | Saga |  | 31365 | 1392684338
Kaohsiung, Kaohsiung, Taiwan | Kaohsiung | Kaohsiung | 22.6167 | 120.3 | Taiwan | TW | TWN | Kaohsiung | admin | 2773533 | 1158331334
Kaolack, Kaolack, Senegal | Kaolack | Kaolack | 14.152 | -16.0726 | Senegal | SN | SEN | Kaolack | admin | 172305 | 1686256343
Kaoma, Western, Zambia | Kaoma | Kaoma | -14.7796 | 24.8 | Zambia | ZM | ZMB | Western |  | 14212 | 1894846267
Kapaa, Hawaii, United States | Kapaa | Kapaa | 22.091 | -159.352 | United States | US | USA | Hawaii |  | 10544 | 1840029499
Kapaklı, Tekirdağ, Turkey | Kapaklı | Kapakli | 41.3333 | 27.9667 | Turkey | TR | TUR | Tekirdağ | minor | 116882 | 1792061507
Kapan, Syunik’, Armenia | Kapan | Kapan | 39.2011 | 46.415 | Armenia | AM | ARM | Syunik’ | admin | 43190 | 1051527958
Kapchagay, Almaty, Kazakhstan | Kapchagay | Kapchagay | 43.8833 | 77.0833 | Kazakhstan | KZ | KAZ | Almaty |  | 60100 | 1398649394
Kapchorwa, Kapchorwa, Uganda | Kapchorwa | Kapchorwa | 1.3965 | 34.4509 | Uganda | UG | UGA | Kapchorwa | admin |  | 1800170407
Kapenguria, West Pokot, Kenya | Kapenguria | Kapenguria | 1.2389 | 35.1119 | Kenya | KE | KEN | West Pokot | admin |  | 1404228137
Kapfenberg, Steiermark, Austria | Kapfenberg | Kapfenberg | 47.4394 | 15.2894 | Austria | AT | AUT | Steiermark |  | 22798 | 1040864298
Kapiri Mposhi, Central, Zambia | Kapiri Mposhi | Kapiri Mposhi | -13.9696 | 28.66 | Zambia | ZM | ZMB | Central |  | 37942 | 1894676779
Kaplice, Jihočeský Kraj, Czechia | Kaplice | Kaplice | 48.7386 | 14.4963 | Czechia | CZ | CZE | Jihočeský Kraj |  | 7282 | 1203715170
Kapoeta, Eastern Equatoria, South Sudan | Kapoeta | Kapoeta | 4.7721 | 33.5902 | South Sudan | SS | SSD | Eastern Equatoria |  | 7042 | 1728483282
Kapolei, Hawaii, United States | Kapolei | Kapolei | 21.3403 | -158.0665 | United States | US | USA | Hawaii |  | 21474 | 1840025211
Kaposvár, Somogy, Hungary | Kaposvár | Kaposvar | 46.3667 | 17.7833 | Hungary | HU | HUN | Somogy | admin | 61441 | 1348114190
Kappeln, Schleswig-Holstein, Germany | Kappeln | Kappeln | 54.6614 | 9.9311 | Germany | DE | DEU | Schleswig-Holstein |  | 8619 | 1276715573
Kapsabet, Nandi, Kenya | Kapsabet | Kapsabet | 0.2 | 35.1 | Kenya | KE | KEN | Nandi | admin |  | 1404814363
Kapuskasing, Ontario, Canada | Kapuskasing | Kapuskasing | 49.4167 | -82.4333 | Canada | CA | CAN | Ontario |  | 8292 | 1124764245
Kapuvár, Győr-Moson-Sopron, Hungary | Kapuvár | Kapuvar | 47.6 | 17.0331 | Hungary | HU | HUN | Győr-Moson-Sopron | minor | 10281 | 1348249118
Kapyl’, Minskaya Voblasts’, Belarus | Kapyl’ | Kapyl' | 53.15 | 27.0917 | Belarus | BY | BLR | Minskaya Voblasts’ | minor | 10400 | 1112976876
Kara, Kara, Togo | Kara | Kara | 9.5511 | 1.1861 | Togo | TG | TGO | Kara | admin |  | 1768768827
Kara-Balta, Chüy, Kyrgyzstan | Kara-Balta | Kara-Balta | 42.8306 | 73.8857 | Kyrgyzstan | KG | KGZ | Chüy | minor | 74133 | 1417201811
Karabanovo, Vladimirskaya Oblast’, Russia | Karabanovo | Karabanovo | 56.3089 | 38.7014 | Russia | RU | RUS | Vladimirskaya Oblast’ |  | 14786 | 1643955513
Karabash, Chelyabinskaya Oblast’, Russia | Karabash | Karabash | 55.4833 | 60.2 | Russia | RU | RUS | Chelyabinskaya Oblast’ |  | 10999 | 1643422680
Karabogaz, Balkan, Turkmenistan | Karabogaz | Karabogaz | 41.5397 | 52.57 | Turkmenistan | TM | TKM | Balkan |  | 6895 | 1795203659
Karabük, Karabük, Turkey | Karabük | Karabuk | 41.2 | 32.6333 | Turkey | TR | TUR | Karabük | admin | 131989 | 1792834766
Karabulak, Ingushetiya, Russia | Karabulak | Karabulak | 43.3 | 44.9 | Russia | RU | RUS | Ingushetiya |  | 41469 | 1643010318
Karachayevsk, Karachayevo-Cherkesiya, Russia | Karachayevsk | Karachayevsk | 43.7667 | 41.9 | Russia | RU | RUS | Karachayevo-Cherkesiya |  | 21067 | 1643606721
Karachev, Bryanskaya Oblast’, Russia | Karachev | Karachev | 53.1167 | 34.9833 | Russia | RU | RUS | Bryanskaya Oblast’ |  | 17466 | 1643019084
Karachi, Sindh, Pakistan | Karachi | Karachi | 24.86 | 67.01 | Pakistan | PK | PAK | Sindh | admin | 14835000 | 1586129469
Karaj, Alborz, Iran | Karaj | Karaj | 35.8327 | 50.9915 | Iran | IR | IRN | Alborz | admin | 1592492 | 1364258511
Karak, Khyber Pakhtunkhwa, Pakistan | Karak | Karak | 33.1167 | 71.0833 | Pakistan | PK | PAK | Khyber Pakhtunkhwa | minor | 35844 | 1586491871
Karakol, Ysyk-Köl, Kyrgyzstan | Karakol | Karakol | 42.5 | 78.3833 | Kyrgyzstan | KG | KGZ | Ysyk-Köl | admin | 63377 | 1417269527
Kara-Köl, Jalal-Abad, Kyrgyzstan | Kara-Köl | Kara-Kol | 41.6283 | 72.6703 | Kyrgyzstan | KG | KGZ | Jalal-Abad |  | 18843 | 1417090900
Karaman, Karaman, Turkey | Karaman | Karaman | 37.1833 | 33.2167 | Turkey | TR | TUR | Karaman | admin | 194018 | 1792285496
Karamay, Xinjiang, China | Karamay | Karamay | 45.5928 | 84.8711 | China | CN | CHN | Xinjiang | minor | 391008 | 1156892128
Karamken, Magadanskaya Oblast’, Russia | Karamken | Karamken | 60.2004 | 151.1666 | Russia | RU | RUS | Magadanskaya Oblast’ |  | 10 | 1643511192
Karasburg, //Karas, Namibia | Karasburg | Karasburg | -28.0172 | 18.7478 | Namibia | NA | NAM | //Karas |  | 6054 | 1516005938
Karasuk, Novosibirskaya Oblast’, Russia | Karasuk | Karasuk | 53.7333 | 78.0333 | Russia | RU | RUS | Novosibirskaya Oblast’ |  | 26902 | 1643416504
Kara-Suu, Osh, Kyrgyzstan | Kara-Suu | Kara-Suu | 40.7 | 72.8833 | Kyrgyzstan | KG | KGZ | Osh | minor | 20862 | 1417321617
Karatepe, Kocaeli, Turkey | Karatepe | Karatepe | 40.6883 | 30.0144 | Turkey | TR | TUR | Kocaeli |  | 118066 | 1792291745
Karbalā’, Karbalā’, Iraq | Karbalā’ | Karbala' | 32.6167 | 44.0333 | Iraq | IQ | IRQ | Karbalā’ | admin | 690100 | 1368597794
Karben, Hesse, Germany | Karben | Karben | 50.2322 | 8.7681 | Germany | DE | DEU | Hesse |  | 22127 | 1276723734
Karbinci, Karbinci, Macedonia | Karbinci | Karbinci | 41.8176 | 22.2353 | Macedonia | MK | MKD | Karbinci | admin |  | 1807568669
Karcag, Jász-Nagykun-Szolnok, Hungary | Karcag | Karcag | 47.3167 | 20.9333 | Hungary | HU | HUN | Jász-Nagykun-Szolnok | minor | 19732 | 1348514059
Kardítsa, Thessalía, Greece | Kardítsa | Karditsa | 39.3647 | 21.9219 | Greece | GR | GRC | Thessalía | minor | 38554 | 1300471729
Kärdla, Hiiumaa, Estonia | Kärdla | Kardla | 58.9944 | 22.75 | Estonia | EE | EST | Hiiumaa | admin | 3230 | 1233977488
Kardzhali, Kardzhali, Bulgaria | Kardzhali | Kardzhali | 41.64 | 25.3708 | Bulgaria | BG | BGR | Kardzhali | admin | 66128 | 1100473094
Karema, Katavi, Tanzania | Karema | Karema | -6.8162 | 30.4333 | Tanzania | TZ | TZA | Katavi |  | 16385 | 1834711465
Kargat, Novosibirskaya Oblast’, Russia | Kargat | Kargat | 55.2 | 80.2833 | Russia | RU | RUS | Novosibirskaya Oblast’ |  | 9370 | 1643914194
Kargopol, Arkhangel’skaya Oblast’, Russia | Kargopol | Kargopol | 61.5 | 38.9333 | Russia | RU | RUS | Arkhangel’skaya Oblast’ |  | 10055 | 1643025947
Kariba, Mashonaland West, Zimbabwe | Kariba | Kariba | -16.5333 | 28.8 | Zimbabwe | ZW | ZWE | Mashonaland West |  | 24210 | 1716563536
Karibib, Erongo, Namibia | Karibib | Karibib | -21.939 | 15.853 | Namibia | NA | NAM | Erongo |  | 6898 | 1516472073
Karīmnagar, Telangana, India | Karīmnagar | Karimnagar | 18.4333 | 79.15 | India | IN | IND | Telangana |  | 289821 | 1356578937
Kariya, Aichi, Japan | Kariya | Kariya | 34.9833 | 137 | Japan | JP | JPN | Aichi |  | 153190 | 1392620119
Kariya, Hyōgo, Japan | Kariya | Kariya | 34.7889 | 134.3724 | Japan | JP | JPN | Hyōgo |  | 46347 | 1392896537
Karkamış, Gaziantep, Turkey | Karkamış | Karkamis | 36.8345 | 37.9983 | Turkey | TR | TUR | Gaziantep | minor | 10436 | 1792055477
Karkkila, Uusimaa, Finland | Karkkila | Karkkila | 60.5347 | 24.2097 | Finland | FI | FIN | Uusimaa | minor | 8969 | 1246261386
Karlovac, Karlovačka Županija, Croatia | Karlovac | Karlovac | 45.4931 | 15.5558 | Croatia | HR | HRV | Karlovačka Županija |  | 53134 | 1191000040
Karlovo, Plovdiv, Bulgaria | Karlovo | Karlovo | 42.643 | 24.8053 | Bulgaria | BG | BGR | Plovdiv |  | 25919 | 1100780442
Karlovy Vary, Karlovarský Kraj, Czechia | Karlovy Vary | Karlovy Vary | 50.2306 | 12.8725 | Czechia | CZ | CZE | Karlovarský Kraj | admin | 48479 | 1203518899
Karlskrona, Blekinge, Sweden | Karlskrona | Karlskrona | 56.203 | 15.296 | Sweden | SE | SWE | Blekinge | admin | 35212 | 1752316086
Karlsruhe, Baden-Württemberg, Germany | Karlsruhe | Karlsruhe | 49.0167 | 8.4 | Germany | DE | DEU | Baden-Württemberg | minor | 313092 | 1276923210
Karlstad, Värmland, Sweden | Karlstad | Karlstad | 59.3671 | 13.4999 | Sweden | SE | SWE | Värmland | admin | 74141 | 1752502445
Karmah an Nuzul, Northern, Sudan | Karmah an Nuzul | Karmah an Nuzul | 19.6337 | 30.4166 | Sudan | SD | SDN | Northern |  | 3928 | 1729918529
Karmi’el, Northern, Israel | Karmi’el | Karmi'el | 32.9 | 35.2833 | Israel | IL | ISR | Northern |  | 45300 | 1376615005
Karnāl, Haryāna, India | Karnāl | Karnal | 29.6804 | 76.97 | India | IN | IND | Haryāna |  | 225049 | 1356145204
Karnobat, Burgas, Bulgaria | Karnobat | Karnobat | 42.65 | 26.9833 | Bulgaria | BG | BGR | Burgas |  | 20411 | 1100484520
Karoi, Mashonaland West, Zimbabwe | Karoi | Karoi | -16.8196 | 29.68 | Zimbabwe | ZW | ZWE | Mashonaland West |  | 25030 | 1716627056
Karonga, Karonga, Malawi | Karonga | Karonga | -9.9329 | 33.9333 | Malawi | MW | MWI | Karonga | admin | 34207 | 1454358935
Karpenísi, Stereá Elláda, Greece | Karpenísi | Karpenisi | 38.9203 | 21.7833 | Greece | GR | GRC | Stereá Elláda | minor | 7183 | 1300819795
Karpinsk, Sverdlovskaya Oblast’, Russia | Karpinsk | Karpinsk | 59.7667 | 60 | Russia | RU | RUS | Sverdlovskaya Oblast’ |  | 26957 | 1643966398
Karratha, Western Australia, Australia | Karratha | Karratha | -20.7364 | 116.8464 | Australia | AU | AUS | Western Australia |  | 16708 | 1036951388
Kars, Kars, Turkey | Kars | Kars | 40.6069 | 43.0931 | Turkey | TR | TUR | Kars | admin | 112260 | 1792000464
Kārsava, Kārsavas Novads, Latvia | Kārsava | Karsava | 56.7867 | 27.6739 | Latvia | LV | LVA | Kārsavas Novads | admin | 2003 | 1428849607
Kartaly, Chelyabinskaya Oblast’, Russia | Kartaly | Kartaly | 53.05 | 60.65 | Russia | RU | RUS | Chelyabinskaya Oblast’ |  | 28607 | 1643181186
Karuizawa, Gunma, Japan | Karuizawa | Karuizawa | 36.3483 | 138.5969 | Japan | JP | JPN | Gunma |  | 19234 | 1392706783
Karukh, Herāt, Afghanistan | Karukh | Karukh | 34.4868 | 62.5918 | Afghanistan | AF | AFG | Herāt | minor | 17484 | 1004546127
Karumai, Iwate, Japan | Karumai | Karumai | 40.3267 | 141.4606 | Japan | JP | JPN | Iwate |  | 8536 | 1392014962
Karumba, Queensland, Australia | Karumba | Karumba | -17.4838 | 140.8397 | Australia | AU | AUS | Queensland |  | 531 | 1036926106
Karungu, Migori, Kenya | Karungu | Karungu | -0.8496 | 34.15 | Kenya | KE | KEN | Migori |  | 2376 | 1404796412
Karūr, Tamil Nādu, India | Karūr | Karur | 10.9504 | 78.0833 | India | IN | IND | Tamil Nādu |  | 76915 | 1356837900
Karuzi, Karuzi, Burundi | Karuzi | Karuzi | -3.1 | 30.163 | Burundi | BI | BDI | Karuzi | admin | 10705 | 1108619045
Karviná, Moravskoslezský Kraj, Czechia | Karviná | Karvina | 49.8542 | 18.5428 | Czechia | CZ | CZE | Moravskoslezský Kraj |  | 52128 | 1203738904
Kaş, Antalya, Turkey | Kaş | Kas | 36.2018 | 29.6377 | Turkey | TR | TUR | Antalya | minor | 58600 | 1792585060
Kasaali, Rakai, Uganda | Kasaali | Kasaali | -0.6167 | 31.55 | Uganda | UG | UGA | Rakai | admin |  | 1800217765
Kasagi, Wakayama, Japan | Kasagi | Kasagi | 34.2964 | 135.5042 | Japan | JP | JPN | Wakayama |  | 15961 | 1392507322
Kasaishi, Fukushima, Japan | Kasaishi | Kasaishi | 37.2528 | 140.3436 | Japan | JP | JPN | Fukushima |  | 12266 | 1392964767
Kasaji, Lualaba, Congo (Kinshasa) | Kasaji | Kasaji | -10.3662 | 23.45 | Congo (Kinshasa) | CD | COD | Lualaba |  | 11969 | 1180795640
Kasama, Northern, Zambia | Kasama | Kasama | -10.1996 | 31.1799 | Zambia | ZM | ZMB | Northern | admin | 200000 | 1894305215
Kasama, Ibaraki, Japan | Kasama | Kasama | 36.345 | 140.3042 | Japan | JP | JPN | Ibaraki |  | 74334 | 1392308767
Kasamatsuchō, Gifu, Japan | Kasamatsuchō | Kasamatsucho | 35.3672 | 136.7633 | Japan | JP | JPN | Gifu |  | 22513 | 1392337002
Kasanda, Mubende, Uganda | Kasanda | Kasanda | 0.5567 | 31.8022 | Uganda | UG | UGA | Mubende | admin |  | 1800794590
Kasane, Chobe, Botswana | Kasane | Kasane | -17.7983 | 25.1536 | Botswana | BW | BWA | Chobe | admin | 9250 | 1072217316
Kasangulu, Kongo Central, Congo (Kinshasa) | Kasangulu | Kasangulu | -4.5796 | 15.18 | Congo (Kinshasa) | CD | COD | Kongo Central |  | 27961 | 1180582533
Kasaoka, Okayama, Japan | Kasaoka | Kasaoka | 34.5072 | 133.5072 | Japan | JP | JPN | Okayama |  | 47097 | 1392085500
Kasempa, North-Western, Zambia | Kasempa | Kasempa | -13.4596 | 25.82 | Zambia | ZM | ZMB | North-Western |  | 5622 | 1894152710
Kaser, New York, United States | Kaser | Kaser | 41.1214 | -74.0686 | United States | US | USA | New York |  | 5368 | 1840004977
Kasese, Kasese, Uganda | Kasese | Kasese | 0.23 | 29.9883 | Uganda | UG | UGA | Kasese | admin | 67269 | 1800924936
Kāshān, Eşfahān, Iran | Kāshān | Kashan | 33.9833 | 51.4333 | Iran | IR | IRN | Eşfahān | minor | 432557 | 1364006067
Kashgar, Xinjiang, China | Kashgar | Kashgar | 39.45 | 75.9833 | China | CN | CHN | Xinjiang | minor | 506640 | 1156113193
Kashikishi, Luapula, Zambia | Kashikishi | Kashikishi | -9.3172 | 28.7331 | Zambia | ZM | ZMB | Luapula |  | 150000 | 1894795016
Kashima, Ibaraki, Japan | Kashima | Kashima | 35.9658 | 140.645 | Japan | JP | JPN | Ibaraki |  | 67448 | 1392346235
Kashin, Tverskaya Oblast’, Russia | Kashin | Kashin | 57.36 | 37.6039 | Russia | RU | RUS | Tverskaya Oblast’ |  | 14287 | 1643719450
Kashira, Moskovskaya Oblast’, Russia | Kashira | Kashira | 54.8333 | 38.15 | Russia | RU | RUS | Moskovskaya Oblast’ |  | 48016 | 1643003266
Kashiwa, Chiba, Japan | Kashiwa | Kashiwa | 35.8544 | 139.9689 | Japan | JP | JPN | Chiba |  | 429070 | 1392133166
Kashiwara, Nara, Japan | Kashiwara | Kashiwara | 34.5094 | 135.7925 | Japan | JP | JPN | Nara |  | 122003 | 1392686221
Kāshmar, Khorāsān-e Raẕavī, Iran | Kāshmar | Kashmar | 35.2383 | 58.4656 | Iran | IR | IRN | Khorāsān-e Raẕavī | minor | 102282 | 1364144807
Kasimov, Ryazanskaya Oblast’, Russia | Kasimov | Kasimov | 54.9583 | 41.3972 | Russia | RU | RUS | Ryazanskaya Oblast’ |  | 30243 | 1643283044
Kasli, Chelyabinskaya Oblast’, Russia | Kasli | Kasli | 55.8833 | 60.75 | Russia | RU | RUS | Chelyabinskaya Oblast’ |  | 16013 | 1643483987
Kasongo, Maniema, Congo (Kinshasa) | Kasongo | Kasongo | -4.45 | 26.66 | Congo (Kinshasa) | CD | COD | Maniema |  | 63000 | 1180000473
Kasongo-Lunda, Kwango, Congo (Kinshasa) | Kasongo-Lunda | Kasongo-Lunda | -6.4796 | 16.83 | Congo (Kinshasa) | CD | COD | Kwango |  | 20060 | 1180706751
Kaspiysk, Dagestan, Russia | Kaspiysk | Kaspiysk | 42.8833 | 47.6333 | Russia | RU | RUS | Dagestan |  | 116340 | 1643020514
Kaspiyskiy, Kalmykiya, Russia | Kaspiyskiy | Kaspiyskiy | 45.3833 | 47.3667 | Russia | RU | RUS | Kalmykiya |  | 13125 | 1643395852
Kassala, Kassala, Sudan | Kassala | Kassala | 15.45 | 36.4 | Sudan | SD | SDN | Kassala | admin | 536009 | 1729157224
Kassel, Hesse, Germany | Kassel | Kassel | 51.3158 | 9.4979 | Germany | DE | DEU | Hesse | minor | 201585 | 1276791686
Kasserine, Kasserine, Tunisia | Kasserine | Kasserine | 35.1804 | 8.83 | Tunisia | TN | TUN | Kasserine | admin | 81987 | 1788047794
Kasson, Minnesota, United States | Kasson | Kasson | 44.0333 | -92.7482 | United States | US | USA | Minnesota |  | 7715 | 1840007913
Kastamonu, Kastamonu, Turkey | Kastamonu | Kastamonu | 41.3833 | 33.7833 | Turkey | TR | TUR | Kastamonu | admin | 148931 | 1792386602
Kastav, Primorsko-Goranska Županija, Croatia | Kastav | Kastav | 45.3726 | 14.349 | Croatia | HR | HRV | Primorsko-Goranska Županija | minor | 10472 | 1191243923
Kaštel Stari, Splitsko-Dalmatinska Županija, Croatia | Kaštel Stari | Kastel Stari | 43.5483 | 16.3383 | Croatia | HR | HRV | Splitsko-Dalmatinska Županija |  | 43349 | 1191355987
Kastellaun, Rhineland-Palatinate, Germany | Kastellaun | Kastellaun | 50.0694 | 7.4431 | Germany | DE | DEU | Rhineland-Palatinate |  | 5410 | 1276355232
Kastoriá, Dytikí Makedonía, Greece | Kastoriá | Kastoria | 40.5181 | 21.2688 | Greece | GR | GRC | Dytikí Makedonía | minor | 13387 | 1300839562
Kasuga, Fukuoka, Japan | Kasuga | Kasuga | 33.6108 | 130.4806 | Japan | JP | JPN | Fukuoka |  | 47554 | 1392971052
Kasugai, Aichi, Japan | Kasugai | Kasugai | 35.25 | 136.9667 | Japan | JP | JPN | Aichi |  | 306876 | 1392431449
Kasukabe, Saitama, Japan | Kasukabe | Kasukabe | 35.9753 | 139.7525 | Japan | JP | JPN | Saitama |  | 229932 | 1392430282
Kasulu, Kigoma, Tanzania | Kasulu | Kasulu | -4.5767 | 30.1025 | Tanzania | TZ | TZA | Kigoma |  | 33452 | 1834918111
Kasumi, Hyōgo, Japan | Kasumi | Kasumi | 35.6322 | 134.6292 | Japan | JP | JPN | Hyōgo |  | 16321 | 1392645167
Kasumigaura, Ibaraki, Japan | Kasumigaura | Kasumigaura | 36.1519 | 140.2372 | Japan | JP | JPN | Ibaraki |  | 40833 | 1392054909
Kasungu, Kasungu, Malawi | Kasungu | Kasungu | -13.0364 | 33.4822 | Malawi | MW | MWI | Kasungu | admin |  | 1454117674
Kasur, Punjab, Pakistan | Kasur | Kasur | 31.1167 | 74.45 | Pakistan | PK | PAK | Punjab | minor | 314617 | 1586858135
Katagami, Akita, Japan | Katagami | Katagami | 39.8833 | 139.9889 | Japan | JP | JPN | Akita |  | 31923 | 1392973238
Katakwi, Katakwi, Uganda | Katakwi | Katakwi | 1.8911 | 33.9661 | Uganda | UG | UGA | Katakwi | admin | 8400 | 1800303827
Katanning, Western Australia, Australia | Katanning | Katanning | -33.6908 | 117.5553 | Australia | AU | AUS | Western Australia |  | 3687 | 1036411379
Katav-Ivanovsk, Chelyabinskaya Oblast’, Russia | Katav-Ivanovsk | Katav-Ivanovsk | 54.75 | 58.2 | Russia | RU | RUS | Chelyabinskaya Oblast’ |  | 15872 | 1643848436
Kataysk, Kurganskaya Oblast’, Russia | Kataysk | Kataysk | 56.3 | 62.5667 | Russia | RU | RUS | Kurganskaya Oblast’ |  | 12565 | 1643869391
Kateríni, Kentrikí Makedonía, Greece | Kateríni | Katerini | 40.2667 | 22.5 | Greece | GR | GRC | Kentrikí Makedonía | minor | 55997 | 1300524464
Katherine, Northern Territory, Australia | Katherine | Katherine | -14.4667 | 132.2667 | Australia | AU | AUS | Northern Territory |  | 1488 | 1036323110
Kathleen, Florida, United States | Kathleen | Kathleen | 28.1224 | -82.0387 | United States | US | USA | Florida |  | 6546 | 1840014129
Kathmandu, Bāgmatī, Nepal | Kathmandu | Kathmandu | 27.7167 | 85.3667 | Nepal | NP | NPL | Bāgmatī | primary | 975453 | 1524589448
Kathu, Phuket, Thailand | Kathu | Kathu | 7.9112 | 98.3475 | Thailand | TH | THA | Phuket | minor | 26078 | 1764733770
Kati, Koulikoro, Mali | Kati | Kati | 12.7504 | -8.08 | Mali | ML | MLI | Koulikoro | minor | 66895 | 1466006801
Katima Mulilo, Zambezi, Namibia | Katima Mulilo | Katima Mulilo | -17.5039 | 24.275 | Namibia | NA | NAM | Zambezi | admin | 28699 | 1516068788
Káto Achaḯa, Dytikí Elláda, Greece | Káto Achaḯa | Kato Achaia | 38.15 | 21.55 | Greece | GR | GRC | Dytikí Elláda | minor | 6618 | 1300115086
Katoomba, New South Wales, Australia | Katoomba | Katoomba | -33.715 | 150.3128 | Australia | AU | AUS | New South Wales |  | 7964 | 1036674004
Katori, Chiba, Japan | Katori | Katori | 35.8978 | 140.4992 | Japan | JP | JPN | Chiba |  | 73110 | 1392702737
Katowice, Śląskie, Poland | Katowice | Katowice | 50.25 | 19 | Poland | PL | POL | Śląskie | admin | 276499 | 1616798495
Katsina, Katsina, Nigeria | Katsina | Katsina | 12.9908 | 7.6017 | Nigeria | NG | NGA | Katsina | admin | 432149 | 1566777297
Katsuragi, Nara, Japan | Katsuragi | Katsuragi | 34.4892 | 135.7267 | Japan | JP | JPN | Nara |  | 37004 | 1392516369
Katsuura, Chiba, Japan | Katsuura | Katsuura | 35.1525 | 140.3211 | Japan | JP | JPN | Chiba |  | 17324 | 1392044206
Kattagan, Navoiy, Uzbekistan | Kattagan | Kattagan | 40.2 | 64.9167 | Uzbekistan | UZ | UZB | Navoiy |  | 86745 | 1860782136
Kattaqo’rg’on Shahri, Samarqand, Uzbekistan | Kattaqo’rg’on Shahri | Kattaqo'rg'on Shahri | 39.8958 | 66.2656 | Uzbekistan | UZ | UZB | Samarqand | minor | 58950 | 1860871064
Katwe, Kasese, Uganda | Katwe | Katwe | -0.1296 | 29.92 | Uganda | UG | UGA | Kasese |  | 1957 | 1800329579
Katy, Texas, United States | Katy | Katy | 29.7904 | -95.8353 | United States | US | USA | Texas |  | 21729 | 1840019648
Kaufbeuren, Bavaria, Germany | Kaufbeuren | Kaufbeuren | 47.88 | 10.6225 | Germany | DE | DEU | Bavaria | minor | 43893 | 1276496301
Kaufman, Texas, United States | Kaufman | Kaufman | 32.5769 | -96.316 | United States | US | USA | Texas |  | 7281 | 1840019450
Kauhajoki, Etelä-Pohjanmaa, Finland | Kauhajoki | Kauhajoki | 62.4319 | 22.1794 | Finland | FI | FIN | Etelä-Pohjanmaa | minor | 13875 | 1246101648
Kauhava, Etelä-Pohjanmaa, Finland | Kauhava | Kauhava | 63.1014 | 23.0639 | Finland | FI | FIN | Etelä-Pohjanmaa | minor | 16784 | 1246180633
Kaukauna, Wisconsin, United States | Kaukauna | Kaukauna | 44.2776 | -88.2645 | United States | US | USA | Wisconsin |  | 16270 | 1840002403
Kaunas, Kauno Miestas, Lithuania | Kaunas | Kaunas | 54.9 | 23.9333 | Lithuania | LT | LTU | Kauno Miestas | admin | 288466 | 1440302852
Kauniainen, Uusimaa, Finland | Kauniainen | Kauniainen | 60.2097 | 24.7264 | Finland | FI | FIN | Uusimaa | minor | 9486 | 1246749773
Kaupanger, Sogn og Fjordane, Norway | Kaupanger | Kaupanger | 61.1833 | 6.85 | Norway | NO | NOR | Sogn og Fjordane |  | 1965 | 1578815332
Kavadarci, Kavadarci, Macedonia | Kavadarci | Kavadarci | 41.4328 | 22.0117 | Macedonia | MK | MKD | Kavadarci | admin | 38741 | 1807183974
Kavajë, Tiranë, Albania | Kavajë | Kavaje | 41.1833 | 19.55 | Albania | AL | ALB | Tiranë |  | 29354 | 1008475617
Kavála, Anatolikí Makedonía kai Thráki, Greece | Kavála | Kavala | 40.9396 | 24.4069 | Greece | GR | GRC | Anatolikí Makedonía kai Thráki | minor | 54027 | 1300398756
Kavalerovo, Primorskiy Kray, Russia | Kavalerovo | Kavalerovo | 44.2702 | 135.0498 | Russia | RU | RUS | Primorskiy Kray |  | 18657 | 1643093138
Kāvali, Andhra Pradesh, India | Kāvali | Kavali | 14.9123 | 79.9944 | India | IN | IND | Andhra Pradesh |  | 90099 | 1356816305
Kavaratti, Lakshadweep, India | Kavaratti | Kavaratti | 10.5626 | 72.6369 | India | IN | IND | Lakshadweep | admin | 10688 | 1356089869
Kavarna, Dobrich, Bulgaria | Kavarna | Kavarna | 43.4333 | 28.3389 | Bulgaria | BG | BGR | Dobrich | minor | 12369 | 1100727601
Kavieng, New Ireland, Papua New Guinea | Kavieng | Kavieng | -2.5667 | 150.8 | Papua New Guinea | PG | PNG | New Ireland | admin | 19728 | 1598946326
Kawachichō, Ōsaka, Japan | Kawachichō | Kawachicho | 34.5783 | 135.7367 | Japan | JP | JPN | Ōsaka |  | 17216 | 1392309686
Kawagoe, Saitama, Japan | Kawagoe | Kawagoe | 35.9177 | 139.4911 | Japan | JP | JPN | Saitama |  | 337931 | 1392825080
Kawaguchi, Saitama, Japan | Kawaguchi | Kawaguchi | 35.8078 | 139.7242 | Japan | JP | JPN | Saitama |  | 592373 | 1392975133
Kawaii, Yamagata, Japan | Kawaii | Kawaii | 38.0044 | 140.0458 | Japan | JP | JPN | Yamagata |  | 14582 | 1392919858
Kawambwa, Luapula, Zambia | Kawambwa | Kawambwa | -9.7795 | 29.08 | Zambia | ZM | ZMB | Luapula |  | 20589 | 1894964184
Kawaminami, Miyazaki, Japan | Kawaminami | Kawaminami | 32.1919 | 131.5258 | Japan | JP | JPN | Miyazaki |  | 15372 | 1392313930
Kawanakajima, Kanagawa, Japan | Kawanakajima | Kawanakajima | 35.53 | 139.705 | Japan | JP | JPN | Kanagawa |  | 1437266 | 1392879600
Kawanishichō, Nara, Japan | Kawanishichō | Kawanishicho | 34.5844 | 135.7742 | Japan | JP | JPN | Nara |  | 8442 | 1392711904
Kawara, Kanagawa, Japan | Kawara | Kawara | 35.2647 | 139.1522 | Japan | JP | JPN | Kanagawa |  | 190109 | 1392427702
Kawara, Fukuoka, Japan | Kawara | Kawara | 33.6681 | 130.8472 | Japan | JP | JPN | Fukuoka |  | 10099 | 1392191099
Kawartha Lakes, Ontario, Canada | Kawartha Lakes | Kawartha Lakes | 44.35 | -78.75 | Canada | CA | CAN | Ontario |  | 75423 | 1124000852
Kawasaki, Fukuoka, Japan | Kawasaki | Kawasaki | 33.6 | 130.8153 | Japan | JP | JPN | Fukuoka |  | 15370 | 1392730705
Kawerau, Bay of Plenty, New Zealand | Kawerau | Kawerau | -38.0847 | 176.6996 | New Zealand | NZ | NZL | Bay of Plenty |  | 7080 | 1554460221
Kawm Umbū, Aswān, Egypt | Kawm Umbū | Kawm Umbu | 24.4667 | 32.95 | Egypt | EG | EGY | Aswān |  | 71596 | 1818527731
Kaya, Centre-Nord, Burkina Faso | Kaya | Kaya | 13.0904 | -1.09 | Burkina Faso | BF | BFA | Centre-Nord | admin | 40017 | 1854170035
Kayanza, Kayanza, Burundi | Kayanza | Kayanza | -2.9221 | 29.6293 | Burundi | BI | BDI | Kayanza | admin | 21767 | 1108413426
Kayes, Kayes, Mali | Kayes | Kayes | 14.45 | -11.4167 | Mali | ML | MLI | Kayes | admin | 77207 | 1466546429
Kayes, Bouenza, Congo (Brazzaville) | Kayes | Kayes | -4.1806 | 13.2889 | Congo (Brazzaville) | CG | COG | Bouenza |  | 62521 | 1178012015
Kayseri, Kayseri, Turkey | Kayseri | Kayseri | 38.7333 | 35.4833 | Turkey | TR | TUR | Kayseri | admin | 1389680 | 1792945815
Kaysville, Utah, United States | Kaysville | Kaysville | 41.029 | -111.9456 | United States | US | USA | Utah |  | 32390 | 1840018738
Kayunga, Kayunga, Uganda | Kayunga | Kayunga | 0.7025 | 32.8886 | Uganda | UG | UGA | Kayunga | admin | 21704 | 1800678001
Kazan, Tatarstan, Russia | Kazan | Kazan | 55.7908 | 49.1144 | Russia | RU | RUS | Tatarstan | admin | 1243500 | 1643101260
Kazanlak, Stara Zagora, Bulgaria | Kazanlak | Kazanlak | 42.6167 | 25.4 | Bulgaria | BG | BGR | Stara Zagora |  | 56047 | 1100673552
Kāzerūn, Fārs, Iran | Kāzerūn | Kazerun | 29.6167 | 51.65 | Iran | IR | IRN | Fārs | minor | 96683 | 1364311345
Kazimierza Wielka, Świętokrzyskie, Poland | Kazimierza Wielka | Kazimierza Wielka | 50.2656 | 20.4936 | Poland | PL | POL | Świętokrzyskie | minor | 5848 | 1616505351
Kazincbarcika, Borsod-Abaúj-Zemplén, Hungary | Kazincbarcika | Kazincbarcika | 48.2531 | 20.6456 | Hungary | HU | HUN | Borsod-Abaúj-Zemplén | minor | 26337 | 1348628122
Kazlų Rūda, Kazlų Rūdos, Lithuania | Kazlų Rūda | Kazlu Ruda | 54.7492 | 23.4865 | Lithuania | LT | LTU | Kazlų Rūdos | admin | 6018 | 1440371651
Kazo, Saitama, Japan | Kazo | Kazo | 36.1314 | 139.6019 | Japan | JP | JPN | Saitama |  | 110921 | 1392384497
Kdyně, Plzeňský Kraj, Czechia | Kdyně | Kdyne | 49.3909 | 13.0397 | Czechia | CZ | CZE | Plzeňský Kraj |  | 5183 | 1203239267
Keansburg, New Jersey, United States | Keansburg | Keansburg | 40.4471 | -74.1316 | United States | US | USA | New Jersey |  | 9632 | 1840003690
Kearney, Nebraska, United States | Kearney | Kearney | 40.701 | -99.0834 | United States | US | USA | Nebraska |  | 34418 | 1840000957
Kearney, Missouri, United States | Kearney | Kearney | 39.355 | -94.3598 | United States | US | USA | Missouri |  | 9546 | 1840008501
Kearns, Utah, United States | Kearns | Kearns | 40.652 | -112.0093 | United States | US | USA | Utah |  | 36330 | 1840017500
Kearny, New Jersey, United States | Kearny | Kearny | 40.7528 | -74.1202 | United States | US | USA | New Jersey |  | 41058 | 1840003601
Kearsley, Bolton, United Kingdom | Kearsley | Kearsley | 53.53 | -2.37 | United Kingdom | GB | GBR | Bolton |  | 14212 | 1826981144
Kebili, Kébili, Tunisia | Kebili | Kebili | 33.69 | 8.971 | Tunisia | TN | TUN | Kébili | admin | 19875 | 1788285135
Kecel, Bács-Kiskun, Hungary | Kecel | Kecel | 46.525 | 19.2547 | Hungary | HU | HUN | Bács-Kiskun |  | 8406 | 1348688027
Kecskemét, Bács-Kiskun, Hungary | Kecskemét | Kecskemet | 46.9074 | 19.6917 | Hungary | HU | HUN | Bács-Kiskun | admin | 110687 | 1348900171
Kėdainiai, Kėdainiai, Lithuania | Kėdainiai | Kedainiai | 55.2833 | 23.9667 | Lithuania | LT | LTU | Kėdainiai | admin | 24177 | 1440351434
Kediri, Jawa Timur, Indonesia | Kediri | Kediri | -7.8166 | 112.0119 | Indonesia | ID | IDN | Jawa Timur |  | 252000 | 1360498846
Kédougou, Kédougou, Senegal | Kédougou | Kedougou | 12.5556 | -12.1807 | Senegal | SN | SEN | Kédougou | admin | 18226 | 1686320341
Keelung, Keelung, Taiwan | Keelung | Keelung | 25.1283 | 121.7419 | Taiwan | TW | TWN | Keelung | admin | 370155 | 1158820647
Keene, New Hampshire, United States | Keene | Keene | 42.9494 | -72.2997 | United States | US | USA | New Hampshire |  | 21911 | 1840003050
Keene, Texas, United States | Keene | Keene | 32.3955 | -97.3226 | United States | US | USA | Texas |  | 6568 | 1840019469
Keetmanshoop, //Karas, Namibia | Keetmanshoop | Keetmanshoop | -26.5833 | 18.1333 | Namibia | NA | NAM | //Karas | admin | 18900 | 1516607376
Kefar Sava, Central, Israel | Kefar Sava | Kefar Sava | 32.1858 | 34.9077 | Israel | IL | ISR | Central |  | 100800 | 1376008883
Keffi, Nasarawa, Nigeria | Keffi | Keffi | 8.849 | 7.8736 | Nigeria | NG | NGA | Nasarawa | minor | 85911 | 1566364417
Keflavík, Suðurnes, Iceland | Keflavík | Keflavik | 64 | -22.5819 | Iceland | IS | ISL | Suðurnes |  | 16463 | 1352901945
Kegalle, Sabaragamuwa, Sri Lanka | Kegalle | Kegalle | 7.2531 | 80.3453 | Sri Lanka | LK | LKA | Sabaragamuwa |  | 17962 | 1144224835
Ķegums, Ķeguma Novads, Latvia | Ķegums | Kegums | 56.7444 | 24.7214 | Latvia | LV | LVA | Ķeguma Novads | admin | 2159 | 1428359846
Kehl, Baden-Württemberg, Germany | Kehl | Kehl | 48.5711 | 7.8089 | Germany | DE | DEU | Baden-Württemberg |  | 36089 | 1276615908
Keighley, Bradford, United Kingdom | Keighley | Keighley | 53.867 | -1.911 | United Kingdom | GB | GBR | Bradford |  | 70000 | 1826638204
Keila, Harjumaa, Estonia | Keila | Keila | 59.3081 | 24.4264 | Estonia | EE | EST | Harjumaa | minor | 9758 | 1233230839
Keizer, Oregon, United States | Keizer | Keizer | 45.0029 | -123.0241 | United States | US | USA | Oregon |  | 39713 | 1840018581
Ķekava, Ķekavas Novads, Latvia | Ķekava | Kekava | 56.8296 | 24.2318 | Latvia | LV | LVA | Ķekavas Novads | admin |  | 1428331173
Kəlbəcər, Kəlbəcər, Azerbaijan | Kəlbəcər | Kalbacar | 40.1098 | 46.0445 | Azerbaijan | AZ | AZE | Kəlbəcər | admin |  | 1031212922
Kelheim, Bavaria, Germany | Kelheim | Kelheim | 48.9167 | 11.8667 | Germany | DE | DEU | Bavaria | minor | 16714 | 1276123640
Kelīshād va Sūdarjān, Eşfahān, Iran | Kelīshād va Sūdarjān | Kelishad va Sudarjan | 32.5542 | 51.525 | Iran | IR | IRN | Eşfahān |  | 23203 | 1364528827
Kelkheim (Taunus), Hesse, Germany | Kelkheim (Taunus) | Kelkheim (Taunus) | 50.138 | 8.4525 | Germany | DE | DEU | Hesse |  | 29055 | 1276386467
Keller, Texas, United States | Keller | Keller | 32.9337 | -97.2255 | United States | US | USA | Texas |  | 47213 | 1840019428
Kellinghusen, Schleswig-Holstein, Germany | Kellinghusen | Kellinghusen | 53.95 | 9.7167 | Germany | DE | DEU | Schleswig-Holstein |  | 8142 | 1276296041
Kelly, Pennsylvania, United States | Kelly | Kelly | 40.9984 | -76.9245 | United States | US | USA | Pennsylvania |  | 5219 | 1840149929
Kelmė, Kelmė, Lithuania | Kelmė | Kelme | 55.6333 | 22.9333 | Lithuania | LT | LTU | Kelmė | admin | 8206 | 1440476751
Kelo, Tandjilé, Chad | Kelo | Kelo | 9.3171 | 15.8 | Chad | TD | TCD | Tandjilé |  | 96224 | 1148149571
Kelowna, British Columbia, Canada | Kelowna | Kelowna | 49.8881 | -119.4956 | Canada | CA | CAN | British Columbia |  | 142146 | 1124080626
Kelso, Washington, United States | Kelso | Kelso | 46.1236 | -122.891 | United States | US | USA | Washington |  | 12417 | 1840018503
Kelso, New South Wales, Australia | Kelso | Kelso | -33.4186 | 149.6056 | Australia | AU | AUS | New South Wales |  | 8968 | 1036270756
Kelso, Scottish Borders, The, United Kingdom | Kelso | Kelso | 55.5985 | -2.4336 | United Kingdom | GB | GBR | Scottish Borders, The |  | 5639 | 1826201607
Kelsterbach, Hesse, Germany | Kelsterbach | Kelsterbach | 50.0688 | 8.5301 | Germany | DE | DEU | Hesse |  | 16936 | 1276996005
Kelty, Fife, United Kingdom | Kelty | Kelty | 56.133 | -3.38 | United Kingdom | GB | GBR | Fife |  | 6529 | 1826679593
Kem, Kareliya, Russia | Kem | Kem | 64.95 | 34.6 | Russia | RU | RUS | Kareliya |  | 11604 | 1643304829
Kemalpaşa, İzmir, Turkey | Kemalpaşa | Kemalpasa | 38.4261 | 27.4172 | Turkey | TR | TUR | İzmir | minor | 106298 | 1792611875
Kemberg, Saxony-Anhalt, Germany | Kemberg | Kemberg | 51.7736 | 12.6359 | Germany | DE | DEU | Saxony-Anhalt |  | 9737 | 1276029857
Kemer, Antalya, Turkey | Kemer | Kemer | 36.6 | 30.55 | Turkey | TR | TUR | Antalya | minor | 43226 | 1792680664
Kemerovo, Kemerovskaya Oblast’, Russia | Kemerovo | Kemerovo | 55.3333 | 86.0667 | Russia | RU | RUS | Kemerovskaya Oblast’ | admin | 556920 | 1643216311
Kemi, Lappi, Finland | Kemi | Kemi | 65.7361 | 24.5639 | Finland | FI | FIN | Lappi | minor | 21758 | 1246411843
Kemijärvi, Lappi, Finland | Kemijärvi | Kemijarvi | 66.7167 | 27.4333 | Finland | FI | FIN | Lappi | minor | 7766 | 1246358285
Kemnath, Bavaria, Germany | Kemnath | Kemnath | 49.8667 | 11.8833 | Germany | DE | DEU | Bavaria |  | 5508 | 1276456872
Kemp Mill, Maryland, United States | Kemp Mill | Kemp Mill | 39.0412 | -77.0215 | United States | US | USA | Maryland |  | 13838 | 1840005842
Kempen, North Rhine-Westphalia, Germany | Kempen | Kempen | 51.3658 | 6.4194 | Germany | DE | DEU | North Rhine-Westphalia |  | 34597 | 1276967592
Kempsey, New South Wales, Australia | Kempsey | Kempsey | -31.0833 | 152.8333 | Australia | AU | AUS | New South Wales |  | 15309 | 1036897003
Kempston, Bedford, United Kingdom | Kempston | Kempston | 52.114 | -0.497 | United Kingdom | GB | GBR | Bedford |  | 19440 | 1826007274
Kempten, Bavaria, Germany | Kempten | Kempten | 47.7333 | 10.3167 | Germany | DE | DEU | Bavaria | minor | 68907 | 1276008842
Ken Caryl, Colorado, United States | Ken Caryl | Ken Caryl | 39.577 | -105.1144 | United States | US | USA | Colorado |  | 33804 | 1840028580
Kenai, Alaska, United States | Kenai | Kenai | 60.5619 | -151.1985 | United States | US | USA | Alaska |  | 5411 | 1840023421
Kendal, Cumbria, United Kingdom | Kendal | Kendal | 54.326 | -2.745 | United Kingdom | GB | GBR | Cumbria |  | 28586 | 1826195534
Kendale Lakes, Florida, United States | Kendale Lakes | Kendale Lakes | 25.7081 | -80.4078 | United States | US | USA | Florida |  | 58395 | 1840029045
Kendall, Florida, United States | Kendall | Kendall | 25.6697 | -80.3556 | United States | US | USA | Florida |  | 74631 | 1840014244
Kendall Park, New Jersey, United States | Kendall Park | Kendall Park | 40.4138 | -74.5626 | United States | US | USA | New Jersey |  | 9346 | 1840005419
Kendall West, Florida, United States | Kendall West | Kendall West | 25.7065 | -80.4388 | United States | US | USA | Florida |  | 39491 | 1840035805
Kendallville, Indiana, United States | Kendallville | Kendallville | 41.4441 | -85.2578 | United States | US | USA | Indiana |  | 10432 | 1840008208
Kendari, Sulawesi Tenggara, Indonesia | Kendari | Kendari | -3.9675 | 122.5947 | Indonesia | ID | IDN | Sulawesi Tenggara | admin | 331013 | 1360992102
Kendu Bay, Homa Bay, Kenya | Kendu Bay | Kendu Bay | -0.3596 | 34.64 | Kenya | KE | KEN | Homa Bay |  | 91248 | 1404600696
Kenedy, Texas, United States | Kenedy | Kenedy | 28.8176 | -97.8518 | United States | US | USA | Texas |  | 6223 | 1840019684
Kenema, Eastern, Sierra Leone | Kenema | Kenema | 7.8833 | -11.1833 | Sierra Leone | SL | SLE | Eastern | admin | 188463 | 1694780903
Kenge, Kwango, Congo (Kinshasa) | Kenge | Kenge | -4.8296 | 16.8999 | Congo (Kinshasa) | CD | COD | Kwango | admin | 241 | 1180158365
Kengtung, Shan State, Burma | Kengtung | Kengtung | 21.2914 | 99.6039 | Burma | MM | MMR | Shan State |  | 75865 | 1104395820
Kenilworth, Warwickshire, United Kingdom | Kenilworth | Kenilworth | 52.341 | -1.566 | United Kingdom | GB | GBR | Warwickshire |  | 22413 | 1826857178
Kenilworth, New Jersey, United States | Kenilworth | Kenilworth | 40.6781 | -74.2889 | United States | US | USA | New Jersey |  | 8191 | 1840003616
Kenitra, Rabat-Salé-Kénitra, Morocco | Kenitra | Kenitra | 34.25 | -6.5833 | Morocco | MA | MAR | Rabat-Salé-Kénitra |  | 431282 | 1504534876
Kenmore, New York, United States | Kenmore | Kenmore | 42.9646 | -78.8713 | United States | US | USA | New York |  | 15020 | 1840004386
Kenmore, Washington, United States | Kenmore | Kenmore | 47.7516 | -122.2489 | United States | US | USA | Washington |  | 23097 | 1840018423
Kennebunk, Maine, United States | Kennebunk | Kennebunk | 43.3972 | -70.5707 | United States | US | USA | Maine |  | 11343 | 1840052870
Kennedale, Texas, United States | Kennedale | Kennedale | 32.6434 | -97.2173 | United States | US | USA | Texas |  | 8645 | 1840019429
Kennedy, Pennsylvania, United States | Kennedy | Kennedy | 40.4767 | -80.1028 | United States | US | USA | Pennsylvania |  | 8105 | 1840146792
Kenner, Louisiana, United States | Kenner | Kenner | 30.0109 | -90.2549 | United States | US | USA | Louisiana |  | 66340 | 1840015047
Kennesaw, Georgia, United States | Kennesaw | Kennesaw | 34.026 | -84.6177 | United States | US | USA | Georgia |  | 34077 | 1840014756
Kenneth City, Florida, United States | Kenneth City | Kenneth City | 27.8155 | -82.7162 | United States | US | USA | Florida |  | 5121 | 1840017244
Kennett, Missouri, United States | Kennett | Kennett | 36.2403 | -90.0481 | United States | US | USA | Missouri |  | 10379 | 1840008809
Kennett, Pennsylvania, United States | Kennett | Kennett | 39.8374 | -75.6808 | United States | US | USA | Pennsylvania |  | 8177 | 1840151978
Kennett Square, Pennsylvania, United States | Kennett Square | Kennett Square | 39.8438 | -75.7113 | United States | US | USA | Pennsylvania |  | 6202 | 1840001428
Kennewick, Washington, United States | Kennewick | Kennewick | 46.1978 | -119.1732 | United States | US | USA | Washington |  | 240735 | 1840018481
Kenora, Ontario, Canada | Kenora | Kenora | 49.7667 | -94.4833 | Canada | CA | CAN | Ontario |  | 15096 | 1124844807
Kenosha, Wisconsin, United States | Kenosha | Kenosha | 42.5864 | -87.8765 | United States | US | USA | Wisconsin |  | 124972 | 1840003160
Kensington, Kensington and Chelsea, United Kingdom | Kensington | Kensington | 51.5 | -0.19 | United Kingdom | GB | GBR | Kensington and Chelsea |  | 64681 | 1826583042
Kensington, California, United States | Kensington | Kensington | 37.9084 | -122.2805 | United States | US | USA | California |  | 5415 | 1840017613
Kensington, Connecticut, United States | Kensington | Kensington | 41.6298 | -72.7714 | United States | US | USA | Connecticut |  | 8190 | 1840000505
Kent, Washington, United States | Kent | Kent | 47.3887 | -122.2129 | United States | US | USA | Washington |  | 132319 | 1840018424
Kent, Ohio, United States | Kent | Kent | 41.149 | -81.361 | United States | US | USA | Ohio |  | 29646 | 1840008256
Kent, New York, United States | Kent | Kent | 41.4735 | -73.7319 | United States | US | USA | New York |  | 13325 | 1840058632
Kent, British Columbia, Canada | Kent | Kent | 49.2833 | -121.75 | Canada | CA | CAN | British Columbia |  | 6067 | 1124001999
Kentaū, Ongtüstik Qazaqstan, Kazakhstan | Kentaū | Kentau | 43.5169 | 68.5044 | Kazakhstan | KZ | KAZ | Ongtüstik Qazaqstan |  | 81484 | 1398997742
Kentfield, California, United States | Kentfield | Kentfield | 37.9481 | -122.5496 | United States | US | USA | California |  | 6930 | 1840017603
Kenton, Brent, United Kingdom | Kenton | Kenton | 51.5878 | -0.3086 | United Kingdom | GB | GBR | Brent |  | 35600 | 1826411445
Kenton, Ohio, United States | Kenton | Kenton | 40.6448 | -83.6095 | United States | US | USA | Ohio |  | 8276 | 1840008320
Kentville, Nova Scotia, Canada | Kentville | Kentville | 45.0775 | -64.4958 | Canada | CA | CAN | Nova Scotia |  | 12088 | 1124530137
Kentwood, Michigan, United States | Kentwood | Kentwood | 42.8852 | -85.5925 | United States | US | USA | Michigan |  | 51898 | 1840002930
Kenwood, Ohio, United States | Kenwood | Kenwood | 39.2067 | -84.3746 | United States | US | USA | Ohio |  | 7244 | 1840034154
Kenzingen, Baden-Württemberg, Germany | Kenzingen | Kenzingen | 48.1917 | 7.7683 | Germany | DE | DEU | Baden-Württemberg |  | 10089 | 1276334266
Keokuk, Iowa, United States | Keokuk | Keokuk | 40.4095 | -91.403 | United States | US | USA | Iowa |  | 12635 | 1840001036
Kerava, Uusimaa, Finland | Kerava | Kerava | 60.4028 | 25.1 | Finland | FI | FIN | Uusimaa | minor | 35293 | 1246221274
Kerben, Jalal-Abad, Kyrgyzstan | Kerben | Kerben | 41.5 | 71.75 | Kyrgyzstan | KG | KGZ | Jalal-Abad | minor | 14141 | 1417321910
Kerċem, Kerċem, Malta | Kerċem | Kercem | 36.0419 | 14.2267 | Malta | MT | MLT | Kerċem | admin |  | 1470847062
Kerch, Krym, Avtonomna Respublika, Ukraine | Kerch | Kerch | 45.3386 | 36.4681 | Ukraine | UA | UKR | Krym, Avtonomna Respublika |  | 149566 | 1804437456
Kerekegyháza, Bács-Kiskun, Hungary | Kerekegyháza | Kerekegyhaza | 46.9369 | 19.4769 | Hungary | HU | HUN | Bács-Kiskun |  | 6509 | 1348633823
Kerema, Gulf, Papua New Guinea | Kerema | Kerema | -7.927 | 145.838 | Papua New Guinea | PG | PNG | Gulf | admin | 5646 | 1598925932
Keren, Ānseba, Eritrea | Keren | Keren | 15.6804 | 38.45 | Eritrea | ER | ERI | Ānseba | admin | 150000 | 1232693598
Kerepestarcsa, Pest, Hungary | Kerepestarcsa | Kerepestarcsa | 47.5478 | 19.2633 | Hungary | HU | HUN | Pest |  | 12212 | 1348751669
Kerewan, North Bank, Gambia, The | Kerewan | Kerewan | 13.494 | -16.095 | Gambia, The | GM | GMB | North Bank | admin | 2751 | 1270976260
Kericho, Kericho, Kenya | Kericho | Kericho | -0.3692 | 35.2839 | Kenya | KE | KEN | Kericho | admin | 30023 | 1404338562
Kerikeri, Northland, New Zealand | Kerikeri | Kerikeri | -35.2244 | 173.9514 | New Zealand | NZ | NZL | Northland |  | 6960 | 1554530676
Kérkyra, Ionía Nísia, Greece | Kérkyra | Kerkyra | 39.6239 | 19.9214 | Greece | GR | GRC | Ionía Nísia | admin | 24838 | 1300093403
Kerman, California, United States | Kerman | Kerman | 36.7249 | -120.0625 | United States | US | USA | California |  | 15218 | 1840020324
Kermān, Kermān, Iran | Kermān | Kerman | 30.2833 | 57.0667 | Iran | IR | IRN | Kermān | admin | 573449 | 1364554896
Kermānshāh, Kermānshāh, Iran | Kermānshāh | Kermanshah | 34.3167 | 47.0686 | Iran | IR | IRN | Kermānshāh | admin | 851405 | 1364535690
Kermit, Texas, United States | Kermit | Kermit | 31.854 | -103.0924 | United States | US | USA | Texas |  | 6613 | 1840020796
Kernersville, North Carolina, United States | Kernersville | Kernersville | 36.1066 | -80.0844 | United States | US | USA | North Carolina |  | 24660 | 1840016123
Kérouané, Kankan, Guinea | Kérouané | Kerouane | 9.2704 | -9.02 | Guinea | GN | GIN | Kankan | minor | 15406 | 1324580549
Kerpen, North Rhine-Westphalia, Germany | Kerpen | Kerpen | 50.8719 | 6.6961 | Germany | DE | DEU | North Rhine-Westphalia |  | 66206 | 1276675138
Kerrville, Texas, United States | Kerrville | Kerrville | 30.0398 | -99.132 | United States | US | USA | Texas |  | 30623 | 1840020908
Kerugoya, Kirinyaga, Kenya | Kerugoya | Kerugoya | -0.4989 | 37.2803 | Kenya | KE | KEN | Kirinyaga | admin |  | 1404597807
Keshan, Heilongjiang, China | Keshan | Keshan | 48.0263 | 125.866 | China | CN | CHN | Heilongjiang |  | 72403 | 1156775094
Keswick, Cumbria, United Kingdom | Keswick | Keswick | 54.5999 | -3.1293 | United Kingdom | GB | GBR | Cumbria |  | 5243 | 1826014502
Keszthely, Zala, Hungary | Keszthely | Keszthely | 46.7675 | 17.2463 | Hungary | HU | HUN | Zala | minor | 19387 | 1348430852
Ketchikan, Alaska, United States | Ketchikan | Ketchikan | 55.3556 | -131.6698 | United States | US | USA | Alaska |  | 10652 | 1840023270
Kętrzyn, Warmińsko-Mazurskie, Poland | Kętrzyn | Ketrzyn | 54.0833 | 21.3833 | Poland | PL | POL | Warmińsko-Mazurskie | minor | 27827 | 1616659048
Kettering, Northamptonshire, United Kingdom | Kettering | Kettering | 52.3931 | -0.7229 | United Kingdom | GB | GBR | Northamptonshire |  | 93475 | 1826968679
Kettering, Ohio, United States | Kettering | Kettering | 39.6957 | -84.1495 | United States | US | USA | Ohio |  | 54855 | 1840003783
Kettering, Maryland, United States | Kettering | Kettering | 38.8888 | -76.789 | United States | US | USA | Maryland |  | 13637 | 1840005958
Kęty, Małopolskie, Poland | Kęty | Kety | 49.8821 | 19.2233 | Poland | PL | POL | Małopolskie |  | 19428 | 1616742375
Keuruu, Keski-Suomi, Finland | Keuruu | Keuruu | 62.2597 | 24.7069 | Finland | FI | FIN | Keski-Suomi | minor | 10117 | 1246102142
Kevelaer, North Rhine-Westphalia, Germany | Kevelaer | Kevelaer | 51.5833 | 6.25 | Germany | DE | DEU | North Rhine-Westphalia |  | 28021 | 1276753170
Kew Green, Richmond upon Thames, United Kingdom | Kew Green | Kew Green | 51.5308 | -0.2248 | United Kingdom | GB | GBR | Richmond upon Thames |  | 14915 | 1826123345
Kewanee, Illinois, United States | Kewanee | Kewanee | 41.2399 | -89.9263 | United States | US | USA | Illinois |  | 12283 | 1840008206
Key Biscayne, Florida, United States | Key Biscayne | Key Biscayne | 25.6908 | -80.1653 | United States | US | USA | Florida |  | 12846 | 1840018333
Key Largo, Florida, United States | Key Largo | Key Largo | 25.1224 | -80.412 | United States | US | USA | Florida |  | 9954 | 1840014253
Key West, Florida, United States | Key West | Key West | 24.5637 | -81.7768 | United States | US | USA | Florida |  | 31401 | 1840015161
Keyes, California, United States | Keyes | Keyes | 37.5618 | -120.9088 | United States | US | USA | California |  | 6185 | 1840017618
Keynsham, Bath and North East Somerset, United Kingdom | Keynsham | Keynsham | 51.4135 | -2.4968 | United Kingdom | GB | GBR | Bath and North East Somerset |  | 16641 | 1826380949
Keyport, New Jersey, United States | Keyport | Keyport | 40.4327 | -74.2011 | United States | US | USA | New Jersey |  | 6977 | 1840003691
Keyser, West Virginia, United States | Keyser | Keyser | 39.4394 | -78.9822 | United States | US | USA | West Virginia |  | 6361 | 1840005723
Keystone, Florida, United States | Keystone | Keystone | 28.1312 | -82.5999 | United States | US | USA | Florida |  | 24632 | 1840028914
Keystone Heights, Florida, United States | Keystone Heights | Keystone Heights | 29.7812 | -82.034 | United States | US | USA | Florida |  | 7449 | 1840015049
Kežmarok, Prešovský, Slovakia | Kežmarok | Kezmarok | 49.1383 | 20.4292 | Slovakia | SK | SVK | Prešovský | minor | 16481 | 1703214180
Khabarovsk, Khabarovskiy Kray, Russia | Khabarovsk | Khabarovsk | 48.4833 | 135.0667 | Russia | RU | RUS | Khabarovskiy Kray | admin | 616242 | 1643175363
Khā̃dbāri̇̄, Kosī, Nepal | Khā̃dbāri̇̄ | Khadbari | 27.3667 | 87.2167 | Nepal | NP | NPL | Kosī |  | 26301 | 1524504106
Khadyzhensk, Krasnodarskiy Kray, Russia | Khadyzhensk | Khadyzhensk | 44.4239 | 39.5372 | Russia | RU | RUS | Krasnodarskiy Kray |  | 22468 | 1643592689
Khajurāho, Madhya Pradesh, India | Khajurāho | Khajuraho | 24.85 | 79.9333 | India | IN | IND | Madhya Pradesh |  | 24481 | 1356993147
Khāk-e ‘Alī, Qazvīn, Iran | Khāk-e ‘Alī | Khak-e `Ali | 36.1283 | 50.1764 | Iran | IR | IRN | Qazvīn |  | 104417 | 1364217752
Khakhar, Khabarovskiy Kray, Russia | Khakhar | Khakhar | 57.6666 | 135.43 | Russia | RU | RUS | Khabarovskiy Kray |  | 10 | 1643315253
Khalkhāl, Ardabīl, Iran | Khalkhāl | Khalkhal | 37.6189 | 48.5258 | Iran | IR | IRN | Ardabīl | minor | 38521 | 1364932128
Khambhāt, Gujarāt, India | Khambhāt | Khambhat | 22.3131 | 72.6194 | India | IN | IND | Gujarāt |  | 98700 | 1356354348
Khamir, ‘Amrān, Yemen | Khamir | Khamir | 15.99 | 43.95 | Yemen | YE | YEM | ‘Amrān | minor | 15333 | 1887000562
Khamīs Mushayţ, ‘Asīr, Saudi Arabia | Khamīs Mushayţ | Khamis Mushayt | 18.3 | 42.7333 | Saudi Arabia | SA | SAU | ‘Asīr |  | 430828 | 1682497044
Khammam, Telangana, India | Khammam | Khammam | 17.25 | 80.15 | India | IN | IND | Telangana |  | 196283 | 1356007170
Khān Shaykhūn, Idlib, Syria | Khān Shaykhūn | Khan Shaykhun | 35.4419 | 36.6508 | Syria | SY | SYR | Idlib | minor | 55843 | 1760049407
Khānābād, Kunduz, Afghanistan | Khānābād | Khanabad | 36.6831 | 69.1636 | Afghanistan | AF | AFG | Kunduz | minor | 26803 | 1004931539
Khandyga, Sakha (Yakutiya), Russia | Khandyga | Khandyga | 62.666 | 135.6 | Russia | RU | RUS | Sakha (Yakutiya) |  | 6796 | 1643340100
Khanpur, Punjab, Pakistan | Khanpur | Khanpur | 28.6471 | 70.662 | Pakistan | PK | PAK | Punjab |  | 160308 | 1586169401
Khanty-Mansiysk, Khanty-Mansiyskiy Avtonomnyy Okrug-Yugra, Russia | Khanty-Mansiysk | Khanty-Mansiysk | 61 | 69 | Russia | RU | RUS | Khanty-Mansiyskiy Avtonomnyy Okrug-Yugra | admin | 98692 | 1643001221
Kharabali, Astrakhanskaya Oblast’, Russia | Kharabali | Kharabali | 47.4 | 47.25 | Russia | RU | RUS | Astrakhanskaya Oblast’ |  | 17968 | 1643134744
Kharagpur, West Bengal, India | Kharagpur | Kharagpur | 22.3302 | 87.3237 | India | IN | IND | West Bengal |  | 207604 | 1356305803
Khardah, West Bengal, India | Khardah | Khardah | 22.72 | 88.38 | India | IN | IND | West Bengal |  | 108496 | 1356765227
Kharian, Punjab, Pakistan | Kharian | Kharian | 32.811 | 73.865 | Pakistan | PK | PAK | Punjab |  | 85765 | 1586004203
Kharkiv, Kharkivs’ka Oblast’, Ukraine | Kharkiv | Kharkiv | 50 | 36.2292 | Ukraine | UA | UKR | Kharkivs’ka Oblast’ | admin | 1446107 | 1804588111
Kharovsk, Vologodskaya Oblast’, Russia | Kharovsk | Kharovsk | 59.9642 | 40.1912 | Russia | RU | RUS | Vologodskaya Oblast’ |  | 9099 | 1643046840
Khartoum, Khartoum, Sudan | Khartoum | Khartoum | 15.6031 | 32.5265 | Sudan | SD | SDN | Khartoum | primary | 7282000 | 1729268475
Khartoum North, Khartoum, Sudan | Khartoum North | Khartoum North | 15.6333 | 32.6333 | Sudan | SD | SDN | Khartoum |  | 936349 | 1729318628
Khartsyzk, Donets’ka Oblast’, Ukraine | Khartsyzk | Khartsyzk | 48.0333 | 38.15 | Ukraine | UA | UKR | Donets’ka Oblast’ |  | 59763 | 1804780082
Khaşab, Musandam, Oman | Khaşab | Khasab | 26.1833 | 56.25 | Oman | OM | OMN | Musandam | admin | 17777 | 1512236141
Khasavyurt, Dagestan, Russia | Khasavyurt | Khasavyurt | 43.25 | 46.5833 | Russia | RU | RUS | Dagestan | minor | 141259 | 1643734694
Khashuri, Shida Kartli, Georgia | Khashuri | Khashuri | 41.9897 | 43.59 | Georgia | GE | GEO | Shida Kartli | minor | 28500 | 1268805813
Khatanga, Krasnoyarskiy Kray, Russia | Khatanga | Khatanga | 72.0411 | 102.465 | Russia | RU | RUS | Krasnoyarskiy Kray |  | 3205 | 1643018667
Khed, Mahārāshtra, India | Khed | Khed | 17.72 | 73.38 | India | IN | IND | Mahārāshtra |  | 16892 | 1356073622
Khed Brahma, Gujarāt, India | Khed Brahma | Khed Brahma | 24.0299 | 73.0463 | India | IN | IND | Gujarāt |  | 25001 | 1356775137
Khem Karan, Punjab, India | Khem Karan | Khem Karan | 31.16 | 74.66 | India | IN | IND | Punjab |  | 11938 | 1356049560
Khenchela, Khenchela, Algeria | Khenchela | Khenchela | 35.4167 | 7.1333 | Algeria | DZ | DZA | Khenchela | admin | 108580 | 1012495148
Khénifra, Béni Mellal-Khénifra, Morocco | Khénifra | Khenifra | 32.93 | -5.66 | Morocco | MA | MAR | Béni Mellal-Khénifra |  | 117510 | 1504143530
Kherson, Khersons’ka Oblast’, Ukraine | Kherson | Kherson | 46.6333 | 32.6 | Ukraine | UA | UKR | Khersons’ka Oblast’ | admin | 291428 | 1804514036
Khilok, Zabaykal’skiy Kray, Russia | Khilok | Khilok | 51.35 | 110.45 | Russia | RU | RUS | Zabaykal’skiy Kray |  | 10607 | 1643397911
Khimki, Moskva, Russia | Khimki | Khimki | 55.8892 | 37.445 | Russia | RU | RUS | Moskva |  | 244668 | 1643601857
Khlong Luang, Pathum Thani, Thailand | Khlong Luang | Khlong Luang | 14.0649 | 100.6447 | Thailand | TH | THA | Pathum Thani | minor | 56128 | 1764560763
Khlung, Chanthaburi, Thailand | Khlung | Khlung | 12.4547 | 102.2214 | Thailand | TH | THA | Chanthaburi | minor | 11073 | 1764654331
Khmelnytskyi, Khmel’nyts’ka Oblast’, Ukraine | Khmelnytskyi | Khmelnytskyi | 49.42 | 27 | Ukraine | UA | UKR | Khmel’nyts’ka Oblast’ | admin | 274176 | 1804347108
Khmil’nyk, Vinnyts’ka Oblast’, Ukraine | Khmil’nyk | Khmil'nyk | 49.55 | 27.9667 | Ukraine | UA | UKR | Vinnyts’ka Oblast’ | minor | 27941 | 1804424011
Khobi, Samegrelo-Zemo Svaneti, Georgia | Khobi | Khobi | 42.3167 | 41.9 | Georgia | GE | GEO | Samegrelo-Zemo Svaneti | minor | 5600 | 1268453710
Khodoriv, L’vivs’ka Oblast’, Ukraine | Khodoriv | Khodoriv | 49.41 | 24.3094 | Ukraine | UA | UKR | L’vivs’ka Oblast’ |  | 9605 | 1804664914
Kholmsk, Sakhalinskaya Oblast’, Russia | Kholmsk | Kholmsk | 47.0403 | 142.0431 | Russia | RU | RUS | Sakhalinskaya Oblast’ |  | 27954 | 1643364292
Khomām, Gīlān, Iran | Khomām | Khomam | 37.4 | 49.6667 | Iran | IR | IRN | Gīlān |  | 12901 | 1364567758
Khomeynī Shahr, Eşfahān, Iran | Khomeynī Shahr | Khomeyni Shahr | 32.7 | 51.5211 | Iran | IR | IRN | Eşfahān | minor | 218737 | 1364403465
Khon Kaen, Khon Kaen, Thailand | Khon Kaen | Khon Kaen | 16.4297 | 102.8297 | Thailand | TH | THA | Khon Kaen | admin | 115928 | 1764003406
Khoni, Imereti, Georgia | Khoni | Khoni | 42.3167 | 42.4333 | Georgia | GE | GEO | Imereti |  | 8987 | 1268451521
Khorgo, Sakha (Yakutiya), Russia | Khorgo | Khorgo | 73.4833 | 113.63 | Russia | RU | RUS | Sakha (Yakutiya) |  | 10 | 1643550363
Khorramābād, Lorestān, Iran | Khorramābād | Khorramabad | 33.4667 | 48.35 | Iran | IR | IRN | Lorestān | admin | 348216 | 1364548806
Khorramshahr, Khūzestān, Iran | Khorramshahr | Khorramshahr | 30.4333 | 48.1833 | Iran | IR | IRN | Khūzestān | minor | 133097 | 1364111149
Khorugh, Kŭhistoni Badakhshon, Tajikistan | Khorugh | Khorugh | 37.4917 | 71.5575 | Tajikistan | TJ | TJK | Kŭhistoni Badakhshon | admin | 28098 | 1762114045
Khoshk Bījār, Gīlān, Iran | Khoshk Bījār | Khoshk Bijar | 37.3747 | 49.7575 | Iran | IR | IRN | Gīlān |  | 7478 | 1364288944
Khōst, Khōst, Afghanistan | Khōst | Khost | 33.3333 | 69.9167 | Afghanistan | AF | AFG | Khōst | admin | 160214 | 1004919977
Khotkovo, Moskovskaya Oblast’, Russia | Khotkovo | Khotkovo | 56.25 | 37.9833 | Russia | RU | RUS | Moskovskaya Oblast’ |  | 21349 | 1643642751
Khotyn, Chernivets’ka Oblast’, Ukraine | Khotyn | Khotyn | 48.5 | 26.5 | Ukraine | UA | UKR | Chernivets’ka Oblast’ | minor | 9262 | 1804000263
Khowrzūq, Eşfahān, Iran | Khowrzūq | Khowrzuq | 32.7781 | 51.6458 | Iran | IR | IRN | Eşfahān |  | 20301 | 1364753903
Khowy, Āz̄arbāyjān-e Gharbī, Iran | Khowy | Khowy | 38.5503 | 44.9519 | Iran | IR | IRN | Āz̄arbāyjān-e Gharbī | minor | 182000 | 1364186788
Khoyniki, Homyel’skaya Voblasts’, Belarus | Khoyniki | Khoyniki | 51.9 | 29.9667 | Belarus | BY | BLR | Homyel’skaya Voblasts’ | minor | 13400 | 1112972491
Khrestivka, Donets’ka Oblast’, Ukraine | Khrestivka | Khrestivka | 48.15 | 38.3667 | Ukraine | UA | UKR | Donets’ka Oblast’ |  | 28149 | 1804952819
Khromtaū, Aqtöbe, Kazakhstan | Khromtaū | Khromtau | 50.2699 | 58.45 | Kazakhstan | KZ | KAZ | Aqtöbe |  | 23715 | 1398766984
Khrustalnyi, Luhans’ka Oblast’, Ukraine | Khrustalnyi | Khrustalnyi | 48.1214 | 38.9453 | Ukraine | UA | UKR | Luhans’ka Oblast’ |  | 124000 | 1804368412
Khrystynivka, Cherkas’ka Oblast’, Ukraine | Khrystynivka | Khrystynivka | 48.8333 | 29.9667 | Ukraine | UA | UKR | Cherkas’ka Oblast’ | minor | 10762 | 1804529706
Khŭjand, Sughd, Tajikistan | Khŭjand | Khujand | 40.2833 | 69.6167 | Tajikistan | TJ | TJK | Sughd | admin | 181600 | 1762372787
Khulm, Balkh, Afghanistan | Khulm | Khulm | 36.6833 | 67.6833 | Afghanistan | AF | AFG | Balkh | minor | 28078 | 1004486677
Khulna, Khulna, Bangladesh | Khulna | Khulna | 22.8167 | 89.55 | Bangladesh | BD | BGD | Khulna | admin | 1311100 | 1050667339
Khūr, Eşfahān, Iran | Khūr | Khur | 33.775 | 55.0831 | Iran | IR | IRN | Eşfahān | minor | 6216 | 1364503570
Khust, Zakarpats’ka Oblast’, Ukraine | Khust | Khust | 48.1814 | 23.2978 | Ukraine | UA | UKR | Zakarpats’ka Oblast’ | minor | 28424 | 1804836391
Khuzdar, Balochistān, Pakistan | Khuzdar | Khuzdar | 27.8 | 66.6167 | Pakistan | PK | PAK | Balochistān |  | 141395 | 1586530458
Khvalynsk, Saratovskaya Oblast’, Russia | Khvalynsk | Khvalynsk | 52.4833 | 48.1 | Russia | RU | RUS | Saratovskaya Oblast’ |  | 12391 | 1643012410
Khvānsār, Eşfahān, Iran | Khvānsār | Khvansar | 33.2206 | 50.315 | Iran | IR | IRN | Eşfahān | minor | 20490 | 1364250256
Kiama, New South Wales, Australia | Kiama | Kiama | -34.6708 | 150.8542 | Australia | AU | AUS | New South Wales |  | 7700 | 1036754695
Kiama Downs, New South Wales, Australia | Kiama Downs | Kiama Downs | -34.6317 | 150.8511 | Australia | AU | AUS | New South Wales |  | 5004 | 1036560277
Kiambu, Kiambu, Kenya | Kiambu | Kiambu | -1.1714 | 36.8356 | Kenya | KE | KEN | Kiambu | admin |  | 1404390868
Kiáto, Peloponnísos, Greece | Kiáto | Kiato | 38.0117 | 22.7467 | Greece | GR | GRC | Peloponnísos | minor | 9812 | 1300543493
Kibaha, Coast, Tanzania | Kibaha | Kibaha | -6.7586 | 38.9289 | Tanzania | TZ | TZA | Coast | admin | 23050 | 1834065400
Kibiito, Kabarole, Uganda | Kibiito | Kibiito | 0.4772 | 30.1925 | Uganda | UG | UGA | Kabarole | admin |  | 1800035606
Kibingo, Sheema, Uganda | Kibingo | Kibingo | -0.626 | 30.4359 | Uganda | UG | UGA | Sheema | admin |  | 1800484853
Kibiti, Coast, Tanzania | Kibiti | Kibiti | -7.7296 | 38.95 | Tanzania | TZ | TZA | Coast |  | 30163 | 1834522080
Kiboga, Kiboga, Uganda | Kiboga | Kiboga | 0.9161 | 31.7742 | Uganda | UG | UGA | Kiboga | admin | 14512 | 1800749650
Kibuku, Kibuku, Uganda | Kibuku | Kibuku | 1.0433 | 33.7975 | Uganda | UG | UGA | Kibuku | admin |  | 1800098358
Kibungo, Eastern Province, Rwanda | Kibungo | Kibungo | -2.1608 | 30.5442 | Rwanda | RW | RWA | Eastern Province |  | 11537 | 1646746155
Kibuye, Western Province, Rwanda | Kibuye | Kibuye | -2.0594 | 29.3481 | Rwanda | RW | RWA | Western Province | admin | 12325 | 1646264461
Kičevo, Kičevo, Macedonia | Kičevo | Kicevo | 41.5142 | 20.9631 | Macedonia | MK | MKD | Kičevo | admin | 27067 | 1807895120
Kidal, Kidal, Mali | Kidal | Kidal | 18.4411 | 1.4078 | Mali | ML | MLI | Kidal | admin |  | 1466444510
Kidapawan, Cotabato, Philippines | Kidapawan | Kidapawan | 7.0083 | 125.0894 | Philippines | PH | PHL | Cotabato | admin | 140195 | 1608883158
Kidbrooke, Greenwich, United Kingdom | Kidbrooke | Kidbrooke | 51.465 | 0.033 | United Kingdom | GB | GBR | Greenwich |  | 14300 | 1826659843
Kidderminster, Worcestershire, United Kingdom | Kidderminster | Kidderminster | 52.3885 | -2.249 | United Kingdom | GB | GBR | Worcestershire |  | 55530 | 1826052030
Kidlington, Oxfordshire, United Kingdom | Kidlington | Kidlington | 51.823 | -1.291 | United Kingdom | GB | GBR | Oxfordshire |  | 13723 | 1826182197
Kidričevo, Kidričevo, Slovenia | Kidričevo | Kidricevo | 46.4036 | 15.7911 | Slovenia | SI | SVN | Kidričevo | admin |  | 1705321982
Kidsgrove, Staffordshire, United Kingdom | Kidsgrove | Kidsgrove | 53.0874 | -2.2478 | United Kingdom | GB | GBR | Staffordshire |  | 23756 | 1826529951
Kiel, Schleswig-Holstein, Germany | Kiel | Kiel | 54.3233 | 10.1394 | Germany | DE | DEU | Schleswig-Holstein | admin | 247548 | 1276305306
Kiel, Wisconsin, United States | Kiel | Kiel | 43.9167 | -88.0266 | United States | US | USA | Wisconsin |  | 7018 | 1840002210
Kielce, Świętokrzyskie, Poland | Kielce | Kielce | 50.8725 | 20.6319 | Poland | PL | POL | Świętokrzyskie | admin | 191605 | 1616176351
Kierspe, North Rhine-Westphalia, Germany | Kierspe | Kierspe | 51.1333 | 7.5667 | Germany | DE | DEU | North Rhine-Westphalia |  | 16137 | 1276256169
Kieta, Bougainville, Papua New Guinea | Kieta | Kieta | -6.2058 | 155.6227 | Papua New Guinea | PG | PNG | Bougainville |  | 6958 | 1598490894
Kiffa, Assaba, Mauritania | Kiffa | Kiffa | 16.6164 | -11.4044 | Mauritania | MR | MRT | Assaba | admin | 110714 | 1478465771
Kigali, Kigali, Rwanda | Kigali | Kigali | -1.9536 | 30.0606 | Rwanda | RW | RWA | Kigali | primary | 745261 | 1646923541
Kigoma, Kigoma, Tanzania | Kigoma | Kigoma | -4.8833 | 29.6333 | Tanzania | TZ | TZA | Kigoma | admin | 130142 | 1834583327
Kihei, Hawaii, United States | Kihei | Kihei | 20.7653 | -156.4454 | United States | US | USA | Hawaii |  | 21879 | 1840029507
Kihŭng, Gyeonggi, Korea, South | Kihŭng | Kihung | 37.4167 | 127.1167 | Korea, South | KR | KOR | Gyeonggi |  | 425184 | 1410396744
Kikinda, Kikinda, Serbia | Kikinda | Kikinda | 45.8244 | 20.4592 | Serbia | RS | SRB | Kikinda | admin | 38065 | 1688358284
Kikugawa, Shizuoka, Japan | Kikugawa | Kikugawa | 34.7578 | 138.0842 | Japan | JP | JPN | Shizuoka |  | 47547 | 1392787606
Kikwit, Kwilu, Congo (Kinshasa) | Kikwit | Kikwit | -5.0333 | 18.8167 | Congo (Kinshasa) | CD | COD | Kwilu | admin | 637736 | 1180518247
Kilbirnie, North Ayrshire, United Kingdom | Kilbirnie | Kilbirnie | 55.755 | -4.686 | United Kingdom | GB | GBR | North Ayrshire |  | 18829 | 1826853483
Kildare, Kildare, Ireland | Kildare | Kildare | 53.1569 | -6.909 | Ireland | IE | IRL | Kildare |  | 7538 | 1372940357
Kilgore, Texas, United States | Kilgore | Kilgore | 32.3979 | -94.8603 | United States | US | USA | Texas |  | 18265 | 1840020747
Kilimli, Zonguldak, Turkey | Kilimli | Kilimli | 41.4833 | 31.8333 | Turkey | TR | TUR | Zonguldak | minor | 35323 | 1792892281
Kilindoni, Coast, Tanzania | Kilindoni | Kilindoni | -7.9163 | 39.65 | Tanzania | TZ | TZA | Coast |  | 12409 | 1834982666
Kilinochchi, Northern, Sri Lanka | Kilinochchi | Kilinochchi | 9.4004 | 80.3999 | Sri Lanka | LK | LKA | Northern |  | 103717 | 1144468936
Kilis, Kilis, Turkey | Kilis | Kilis | 36.7167 | 37.1167 | Turkey | TR | TUR | Kilis | admin | 116034 | 1792866362
Kilkenny, Kilkenny, Ireland | Kilkenny | Kilkenny | 52.6477 | -7.2561 | Ireland | IE | IRL | Kilkenny | admin | 22179 | 1372926521
Kilkís, Kentrikí Makedonía, Greece | Kilkís | Kilkis | 40.9954 | 22.8765 | Greece | GR | GRC | Kentrikí Makedonía | minor | 22914 | 1300726797
Kilkunda, Tamil Nādu, India | Kilkunda | Kilkunda | 11.2569 | 76.6697 | India | IN | IND | Tamil Nādu |  | 10150 | 1356523989
Kill Devil Hills, North Carolina, United States | Kill Devil Hills | Kill Devil Hills | 36.0167 | -75.6699 | United States | US | USA | North Carolina |  | 20951 | 1840016154
Killamarsh, Derbyshire, United Kingdom | Killamarsh | Killamarsh | 53.3205 | -1.3116 | United Kingdom | GB | GBR | Derbyshire |  | 9445 | 1826000850
Killarney, Kerry, Ireland | Killarney | Killarney | 52.0588 | -9.5072 | Ireland | IE | IRL | Kerry |  | 11902 | 1372916792
Killeen, Texas, United States | Killeen | Killeen | 31.0754 | -97.7296 | United States | US | USA | Texas |  | 258009 | 1840020854
Killingly, Connecticut, United States | Killingly | Killingly | 41.8311 | -71.8499 | United States | US | USA | Connecticut |  | 17170 | 1840045031
Killingworth, North Tyneside, United Kingdom | Killingworth | Killingworth | 55.0318 | -1.5557 | United Kingdom | GB | GBR | North Tyneside |  | 20079 | 1826551869
Killingworth, Connecticut, United States | Killingworth | Killingworth | 41.3792 | -72.5785 | United States | US | USA | Connecticut |  | 6414 | 1840004858
Kilmarnock, East Ayrshire, United Kingdom | Kilmarnock | Kilmarnock | 55.6111 | -4.4957 | United Kingdom | GB | GBR | East Ayrshire |  | 46450 | 1826595229
Kilmore, Victoria, Australia | Kilmore | Kilmore | -37.2833 | 144.95 | Australia | AU | AUS | Victoria |  | 7958 | 1036740563
Kilosa, Morogoro, Tanzania | Kilosa | Kilosa | -6.8396 | 36.99 | Tanzania | TZ | TZA | Morogoro |  | 91889 | 1834242035
Kilsyth, North Lanarkshire, United Kingdom | Kilsyth | Kilsyth | 55.98 | -4.06 | United Kingdom | GB | GBR | North Lanarkshire |  | 9860 | 1826765912
Kilwinning, North Ayrshire, United Kingdom | Kilwinning | Kilwinning | 55.655 | -4.703 | United Kingdom | GB | GBR | North Ayrshire |  | 21693 | 1826458707
Kimba, South Australia, Australia | Kimba | Kimba | -33.1333 | 136.417 | Australia | AU | AUS | South Australia |  | 629 | 1036035341
Kimbe, West New Britain, Papua New Guinea | Kimbe | Kimbe | -5.55 | 150.143 | Papua New Guinea | PG | PNG | West New Britain | admin | 18847 | 1598372456
Kimberley, Northern Cape, South Africa | Kimberley | Kimberley | -28.7386 | 24.7586 | South Africa | ZA | ZAF | Northern Cape | admin | 165264 | 1710282622
Kimberley, British Columbia, Canada | Kimberley | Kimberley | 49.6697 | -115.9775 | Canada | CA | CAN | British Columbia |  | 7425 | 1124170837
Kimberley, Nottinghamshire, United Kingdom | Kimberley | Kimberley | 52.997 | -1.255 | United Kingdom | GB | GBR | Nottinghamshire |  | 6659 | 1826282994
Kimberly, Wisconsin, United States | Kimberly | Kimberly | 44.267 | -88.3377 | United States | US | USA | Wisconsin |  | 6802 | 1840002404
Kimhae, Gyeongnam, Korea, South | Kimhae | Kimhae | 35.2342 | 128.8811 | Korea, South | KR | KOR | Gyeongnam |  | 534124 | 1410836094
Kimitsu, Chiba, Japan | Kimitsu | Kimitsu | 35.3306 | 139.9025 | Japan | JP | JPN | Chiba |  | 82548 | 1392801760
Kimje, Jeonbuk, Korea, South | Kimje | Kimje | 35.8017 | 126.8889 | Korea, South | KR | KOR | Jeonbuk |  | 84269 | 1410051393
Kimovsk, Tul’skaya Oblast’, Russia | Kimovsk | Kimovsk | 53.9667 | 38.5333 | Russia | RU | RUS | Tul’skaya Oblast’ |  | 25951 | 1643483377
Kimpese, Kongo Central, Congo (Kinshasa) | Kimpese | Kimpese | -5.55 | 14.43 | Congo (Kinshasa) | CD | COD | Kongo Central |  | 10578 | 1180273961
Kimry, Tverskaya Oblast’, Russia | Kimry | Kimry | 56.8667 | 37.35 | Russia | RU | RUS | Tverskaya Oblast’ |  | 44743 | 1643056082
Kin, Okinawa, Japan | Kin | Kin | 26.4561 | 127.9261 | Japan | JP | JPN | Okinawa |  | 11270 | 1392554480
Kincardine, Ontario, Canada | Kincardine | Kincardine | 44.1667 | -81.6333 | Canada | CA | CAN | Ontario |  | 11389 | 1124781881
Kinchil, Yucatán, Mexico | Kinchil | Kinchil | 20.9161 | -89.9469 | Mexico | MX | MEX | Yucatán |  | 6307 | 1484602892
Kindberg, Steiermark, Austria | Kindberg | Kindberg | 47.5044 | 15.4489 | Austria | AT | AUT | Steiermark |  | 8047 | 1040311420
Kinderhook, New York, United States | Kinderhook | Kinderhook | 42.4116 | -73.6823 | United States | US | USA | New York |  | 8357 | 1840004630
Kindia, Kindia, Guinea | Kindia | Kindia | 10.06 | -12.87 | Guinea | GN | GIN | Kindia | admin | 117062 | 1324348910
Kindu, Maniema, Congo (Kinshasa) | Kindu | Kindu | -2.95 | 25.9167 | Congo (Kinshasa) | CD | COD | Maniema | admin | 262914 | 1180106925
Kinel, Samarskaya Oblast’, Russia | Kinel | Kinel | 53.2333 | 50.6167 | Russia | RU | RUS | Samarskaya Oblast’ |  | 35675 | 1643467753
Kineshma, Ivanovskaya Oblast’, Russia | Kineshma | Kineshma | 57.45 | 42.15 | Russia | RU | RUS | Ivanovskaya Oblast’ |  | 83871 | 1643014487
King, North Carolina, United States | King | King | 36.2766 | -80.3564 | United States | US | USA | North Carolina |  | 6861 | 1840014431
King City, California, United States | King City | King City | 36.2166 | -121.133 | United States | US | USA | California |  | 15887 | 1840020360
King George, Virginia, United States | King George | King George | 38.2807 | -77.1896 | United States | US | USA | Virginia |  | 5028 | 1840026758
King of Prussia, Pennsylvania, United States | King of Prussia | King of Prussia | 40.0963 | -75.382 | United States | US | USA | Pennsylvania |  | 20428 | 1840005464
King’s Lynn, Norfolk, United Kingdom | King’s Lynn | King's Lynn | 52.7543 | 0.3976 | United Kingdom | GB | GBR | Norfolk |  | 42800 | 1826126366
Kingaroy, Queensland, Australia | Kingaroy | Kingaroy | -26.5333 | 151.8333 | Australia | AU | AUS | Queensland |  | 10398 | 1036463308
Kingisepp, Leningradskaya Oblast’, Russia | Kingisepp | Kingisepp | 59.3667 | 28.6 | Russia | RU | RUS | Leningradskaya Oblast’ | minor | 47313 | 1643712718
Kingman, Arizona, United States | Kingman | Kingman | 35.217 | -114.0105 | United States | US | USA | Arizona |  | 46524 | 1840021043
Kingoonya, South Australia, Australia | Kingoonya | Kingoonya | -30.9 | 135.3 | Australia | AU | AUS | South Australia |  | 13 | 1036942792
Kings Grant, North Carolina, United States | Kings Grant | Kings Grant | 34.2665 | -77.8659 | United States | US | USA | North Carolina |  | 9051 | 1840032902
Kings Langley, Hertfordshire, United Kingdom | Kings Langley | Kings Langley | 51.7156 | -0.4569 | United Kingdom | GB | GBR | Hertfordshire |  | 5072 | 1826435089
Kings Mountain, North Carolina, United States | Kings Mountain | Kings Mountain | 35.2348 | -81.3501 | United States | US | USA | North Carolina |  | 10982 | 1840014552
Kings Norton, Birmingham, United Kingdom | Kings Norton | Kings Norton | 52.4072 | -1.9272 | United Kingdom | GB | GBR | Birmingham |  | 24380 | 1826743792
Kings Park, New York, United States | Kings Park | Kings Park | 40.8887 | -73.2452 | United States | US | USA | New York |  | 16707 | 1840005085
Kings Park, Virginia, United States | Kings Park | Kings Park | 38.8026 | -77.2396 | United States | US | USA | Virginia |  | 5064 | 1840024574
Kings Park West, Virginia, United States | Kings Park West | Kings Park West | 38.8151 | -77.296 | United States | US | USA | Virginia |  | 14077 | 1840041769
Kings Point, New York, United States | Kings Point | Kings Point | 40.8162 | -73.7407 | United States | US | USA | New York |  | 5292 | 1840005299
Kingsbridge, Devon, United Kingdom | Kingsbridge | Kingsbridge | 50.2833 | -3.7765 | United Kingdom | GB | GBR | Devon |  | 6116 | 1826155303
Kingsburg, California, United States | Kingsburg | Kingsburg | 36.5245 | -119.5602 | United States | US | USA | California |  | 12108 | 1840020325
Kingsbury, New York, United States | Kingsbury | Kingsbury | 43.344 | -73.5395 | United States | US | USA | New York |  | 12471 | 1840058216
Kingsbury, Warwickshire, United Kingdom | Kingsbury | Kingsbury | 52.5614 | -1.6917 | United Kingdom | GB | GBR | Warwickshire |  | 7652 | 1826749677
Kingscliff, New South Wales, Australia | Kingscliff | Kingscliff | -28.2564 | 153.5781 | Australia | AU | AUS | New South Wales |  | 7464 | 1036796141
Kingsland, Georgia, United States | Kingsland | Kingsland | 30.8194 | -81.7217 | United States | US | USA | Georgia |  | 17949 | 1840014991
Kingsland, Texas, United States | Kingsland | Kingsland | 30.6651 | -98.4545 | United States | US | USA | Texas |  | 6853 | 1840018217
Kingsnorth, Kent, United Kingdom | Kingsnorth | Kingsnorth | 51.1178 | 0.8615 | United Kingdom | GB | GBR | Kent |  | 11243 | 1826823710
Kingsport, Tennessee, United States | Kingsport | Kingsport | 36.5224 | -82.5453 | United States | US | USA | Tennessee |  | 119666 | 1840014425
Kingsteignton, Devon, United Kingdom | Kingsteignton | Kingsteignton | 50.5458 | -3.5962 | United Kingdom | GB | GBR | Devon |  | 10600 | 1826679607
Kingston, Kingston, Jamaica | Kingston | Kingston | 17.9714 | -76.7931 | Jamaica | JM | JAM | Kingston | primary | 580000 | 1388709177
Kingston, Pennsylvania, United States | Kingston | Kingston | 41.2652 | -75.8875 | United States | US | USA | Pennsylvania |  | 12812 | 1840000756
Kingston, New York, United States | Kingston | Kingston | 41.9295 | -73.9968 | United States | US | USA | New York |  | 54791 | 1840000493
Kingston, Massachusetts, United States | Kingston | Kingston | 41.9862 | -70.7482 | United States | US | USA | Massachusetts |  | 13381 | 1840053680
Kingston, Tasmania, Australia | Kingston | Kingston | -42.9769 | 147.3083 | Australia | AU | AUS | Tasmania |  | 10409 | 1036297213
Kingston, Rhode Island, United States | Kingston | Kingston | 41.4738 | -71.5236 | United States | US | USA | Rhode Island |  | 6789 | 1840003365
Kingston, New Hampshire, United States | Kingston | Kingston | 42.9156 | -71.0665 | United States | US | USA | New Hampshire |  | 6210 | 1840055052
Kingston, Tennessee, United States | Kingston | Kingston | 35.8713 | -84.4959 | United States | US | USA | Tennessee |  | 5994 | 1840014499
Kingston Estates, New Jersey, United States | Kingston Estates | Kingston Estates | 39.9188 | -74.9898 | United States | US | USA | New Jersey |  | 6346 | 1840033314
Kingston South East, South Australia, Australia | Kingston South East | Kingston South East | -36.8167 | 139.85 | Australia | AU | AUS | South Australia |  | 1648 | 1036261175
Kingston upon Hull, Kingston upon Hull, City of, United Kingdom | Kingston upon Hull | Kingston upon Hull | 53.7444 | -0.3325 | United Kingdom | GB | GBR | Kingston upon Hull, City of |  | 573300 | 1826028894
Kingston upon Thames, Kingston upon Thames, United Kingdom | Kingston upon Thames | Kingston upon Thames | 51.4103 | -0.2995 | United Kingdom | GB | GBR | Kingston upon Thames |  | 43013 | 1826345299
Kingstown, Saint George, Saint Vincent And The Grenadines | Kingstown | Kingstown | 13.1667 | -61.2333 | Saint Vincent And The Grenadines | VC | VCT | Saint George | primary | 25418 | 1670376659
Kingstowne, Virginia, United States | Kingstowne | Kingstowne | 38.7625 | -77.1445 | United States | US | USA | Virginia |  | 17172 | 1840041770
Kingstree, South Carolina, United States | Kingstree | Kingstree | 33.6665 | -79.8292 | United States | US | USA | South Carolina |  | 5610 | 1840016790
Kingsville, Texas, United States | Kingsville | Kingsville | 27.5094 | -97.8611 | United States | US | USA | Texas |  | 25120 | 1840021013
Kingsville, Ontario, Canada | Kingsville | Kingsville | 42.1 | -82.7167 | Canada | CA | CAN | Ontario |  | 21552 | 1124616034
Kingswinford, Staffordshire, United Kingdom | Kingswinford | Kingswinford | 52.4981 | -2.1657 | United Kingdom | GB | GBR | Staffordshire |  | 25191 | 1826547485
Kingswood, South Gloucestershire, United Kingdom | Kingswood | Kingswood | 51.46 | -2.505 | United Kingdom | GB | GBR | South Gloucestershire |  | 40734 | 1826616515
Kingswood, Surrey, United Kingdom | Kingswood | Kingswood | 51.2931 | -0.2086 | United Kingdom | GB | GBR | Surrey |  | 6891 | 1826912606
Kınık, İzmir, Turkey | Kınık | Kinik | 39.0872 | 27.3833 | Turkey | TR | TUR | İzmir | minor | 29803 | 1792776515
Kinkala, Pool, Congo (Brazzaville) | Kinkala | Kinkala | -4.35 | 14.76 | Congo (Brazzaville) | CG | COG | Pool | admin | 13882 | 1178867565
Kinmel, Denbighshire, United Kingdom | Kinmel | Kinmel | 53.31 | -3.519 | United Kingdom | GB | GBR | Denbighshire |  | 7864 | 1826173712
Kinna, Västra Götaland, Sweden | Kinna | Kinna | 57.4954 | 12.6805 | Sweden | SE | SWE | Västra Götaland | minor | 15373 | 1752953604
Kinnelon, New Jersey, United States | Kinnelon | Kinnelon | 40.9847 | -74.3862 | United States | US | USA | New Jersey |  | 9896 | 1840000952
Kinoni, Sheema, Uganda | Kinoni | Kinoni | -0.6583 | 30.4581 | Uganda | UG | UGA | Sheema | admin |  | 1800009674
Kinross, Perth and Kinross, United Kingdom | Kinross | Kinross | 56.205 | -3.423 | United Kingdom | GB | GBR | Perth and Kinross |  | 5120 | 1826912793
Kinshasa, Kinshasa, Congo (Kinshasa) | Kinshasa | Kinshasa | -4.3317 | 15.3139 | Congo (Kinshasa) | CD | COD | Kinshasa | primary | 13528000 | 1180000363
Kinston, North Carolina, United States | Kinston | Kinston | 35.2748 | -77.5936 | United States | US | USA | North Carolina |  | 26889 | 1840014585
Kinvere, Staffordshire, United Kingdom | Kinvere | Kinvere | 52.4488 | -2.228 | United Kingdom | GB | GBR | Staffordshire |  | 7225 | 1826047283
Kipili, Rukwa, Tanzania | Kipili | Kipili | -7.4329 | 30.6 | Tanzania | TZ | TZA | Rukwa |  | 1533 | 1834589411
Kippax, Leeds, United Kingdom | Kippax | Kippax | 53.7669 | -1.3705 | United Kingdom | GB | GBR | Leeds |  | 9785 | 1826981453
Kipushi, Haut-Katanga, Congo (Kinshasa) | Kipushi | Kipushi | -11.76 | 27.25 | Congo (Kinshasa) | CD | COD | Haut-Katanga |  | 113347 | 1180810333
Kirakira, Makira and Ulawa, Solomon Islands | Kirakira | Kirakira | -10.4544 | 161.9205 | Solomon Islands | SB | SLB | Makira and Ulawa | admin |  | 1090349580
Kirawsk, Mahilyowskaya Voblasts’, Belarus | Kirawsk | Kirawsk | 53.2686 | 29.4736 | Belarus | BY | BLR | Mahilyowskaya Voblasts’ | minor | 8200 | 1112908122
Kirby, Texas, United States | Kirby | Kirby | 29.4611 | -98.3861 | United States | US | USA | Texas |  | 8723 | 1840020962
Kirchberg, Saxony, Germany | Kirchberg | Kirchberg | 50.6222 | 12.5256 | Germany | DE | DEU | Saxony |  | 8242 | 1276566241
Kirchen, Rhineland-Palatinate, Germany | Kirchen | Kirchen | 50.8086 | 7.8833 | Germany | DE | DEU | Rhineland-Palatinate |  | 8498 | 1276153112
Kirchhain, Hesse, Germany | Kirchhain | Kirchhain | 50.8167 | 8.9167 | Germany | DE | DEU | Hesse |  | 16298 | 1276056692
Kirchheim unter Teck, Baden-Württemberg, Germany | Kirchheim unter Teck | Kirchheim unter Teck | 48.6483 | 9.4511 | Germany | DE | DEU | Baden-Württemberg |  | 40523 | 1276389368
Kirchheimbolanden, Rhineland-Palatinate, Germany | Kirchheimbolanden | Kirchheimbolanden | 49.6664 | 8.0117 | Germany | DE | DEU | Rhineland-Palatinate | minor | 7802 | 1276494609
Kirensk, Irkutskaya Oblast’, Russia | Kirensk | Kirensk | 57.7833 | 108.1 | Russia | RU | RUS | Irkutskaya Oblast’ |  | 11139 | 1643494440
Kireyevsk, Tul’skaya Oblast’, Russia | Kireyevsk | Kireyevsk | 53.9333 | 37.9333 | Russia | RU | RUS | Tul’skaya Oblast’ |  | 25741 | 1643694623
Kırıkkale, Kırıkkale, Turkey | Kırıkkale | Kirikkale | 39.8417 | 33.5139 | Turkey | TR | TUR | Kırıkkale | admin | 196645 | 1792859558
Kirillov, Vologodskaya Oblast’, Russia | Kirillov | Kirillov | 59.8667 | 38.3833 | Russia | RU | RUS | Vologodskaya Oblast’ |  | 7468 | 1643527169
Kirishi, Leningradskaya Oblast’, Russia | Kirishi | Kirishi | 59.45 | 32.0167 | Russia | RU | RUS | Leningradskaya Oblast’ |  | 50885 | 1643837695
Kirk of Shotts, North Lanarkshire, United Kingdom | Kirk of Shotts | Kirk of Shotts | 55.823 | -3.804 | United Kingdom | GB | GBR | North Lanarkshire |  | 8840 | 1826280322
Kirkby, Knowsley, United Kingdom | Kirkby | Kirkby | 53.4826 | -2.892 | United Kingdom | GB | GBR | Knowsley |  | 40472 | 1826773530
Kirkby in Ashfield, Nottinghamshire, United Kingdom | Kirkby in Ashfield | Kirkby in Ashfield | 53.099 | -1.245 | United Kingdom | GB | GBR | Nottinghamshire |  | 20672 | 1826272364
Kirkcaldy, Fife, United Kingdom | Kirkcaldy | Kirkcaldy | 56.1107 | -3.1674 | United Kingdom | GB | GBR | Fife |  | 50180 | 1826174957
Kirkenes, Finnmark, Norway | Kirkenes | Kirkenes | 69.725 | 30.0517 | Norway | NO | NOR | Finnmark | minor | 3529 | 1578657312
Kirkham, Lancashire, United Kingdom | Kirkham | Kirkham | 53.782 | -2.87 | United Kingdom | GB | GBR | Lancashire |  | 7194 | 1826899292
Kirkintilloch, East Dunbartonshire, United Kingdom | Kirkintilloch | Kirkintilloch | 55.9357 | -4.1547 | United Kingdom | GB | GBR | East Dunbartonshire |  | 19700 | 1826571447
Kirkja, , Faroe Islands | Kirkja | Kirkja | 62.3263 | -6.3238 | Faroe Islands | FO | FRO |  | admin |  | 1234508245
Kirkland, Washington, United States | Kirkland | Kirkland | 47.6974 | -122.2054 | United States | US | USA | Washington |  | 93010 | 1840019836
Kirkland, Quebec, Canada | Kirkland | Kirkland | 45.45 | -73.8667 | Canada | CA | CAN | Quebec |  | 20151 | 1124000941
Kirkland, New York, United States | Kirkland | Kirkland | 43.0368 | -75.3865 | United States | US | USA | New York |  | 10121 | 1840058218
Kirkland Lake, Ontario, Canada | Kirkland Lake | Kirkland Lake | 48.15 | -80.0333 | Canada | CA | CAN | Ontario |  | 7981 | 1124683504
Kırklareli, Kırklareli, Turkey | Kırklareli | Kirklareli | 41.7347 | 27.2253 | Turkey | TR | TUR | Kırklareli | admin | 102909 | 1792182918
Kirkleatham, Redcar and Cleveland, United Kingdom | Kirkleatham | Kirkleatham | 54.5833 | -1.0833 | United Kingdom | GB | GBR | Redcar and Cleveland |  | 7045 | 1826350336
Kirkop, Kirkop, Malta | Kirkop | Kirkop | 35.8422 | 14.4853 | Malta | MT | MLT | Kirkop | admin |  | 1470075119
Kirkstall, Leeds, United Kingdom | Kirkstall | Kirkstall | 53.816 | -1.602 | United Kingdom | GB | GBR | Leeds |  | 20673 | 1826151628
Kirksville, Missouri, United States | Kirksville | Kirksville | 40.1986 | -92.5753 | United States | US | USA | Missouri |  | 16002 | 1840008372
Kirkuk, Kirkūk, Iraq | Kirkuk | Kirkuk | 35.4667 | 44.4 | Iraq | IQ | IRQ | Kirkūk | admin | 975000 | 1368344172
Kirkwall, Orkney Islands, United Kingdom | Kirkwall | Kirkwall | 58.981 | -2.96 | United Kingdom | GB | GBR | Orkney Islands |  | 9293 | 1826208698
Kirkwood, Missouri, United States | Kirkwood | Kirkwood | 38.5788 | -90.4203 | United States | US | USA | Missouri |  | 27807 | 1840008598
Kirkwood, New York, United States | Kirkwood | Kirkwood | 42.0889 | -75.8033 | United States | US | USA | New York |  | 5638 | 1840058219
Kirn, Rhineland-Palatinate, Germany | Kirn | Kirn | 49.7881 | 7.4572 | Germany | DE | DEU | Rhineland-Palatinate |  | 8193 | 1276119778
Kirov, Kirovskaya Oblast’, Russia | Kirov | Kirov | 58.6 | 49.65 | Russia | RU | RUS | Kirovskaya Oblast’ | admin | 501468 | 1643106064
Kirov, Kaluzhskaya Oblast’, Russia | Kirov | Kirov | 54.0833 | 34.3 | Russia | RU | RUS | Kaluzhskaya Oblast’ |  | 30520 | 1643587873
Kirovgrad, Sverdlovskaya Oblast’, Russia | Kirovgrad | Kirovgrad | 57.4333 | 60.0667 | Russia | RU | RUS | Sverdlovskaya Oblast’ |  | 19277 | 1643253740
Kirovo-Chepetsk, Kirovskaya Oblast’, Russia | Kirovo-Chepetsk | Kirovo-Chepetsk | 58.55 | 50.0167 | Russia | RU | RUS | Kirovskaya Oblast’ |  | 72071 | 1643630912
Kirovsk, Murmanskaya Oblast’, Russia | Kirovsk | Kirovsk | 67.6142 | 33.6717 | Russia | RU | RUS | Murmanskaya Oblast’ |  | 26581 | 1643433043
Kirovsk, Leningradskaya Oblast’, Russia | Kirovsk | Kirovsk | 59.8667 | 30.9833 | Russia | RU | RUS | Leningradskaya Oblast’ |  | 26387 | 1643936101
Kirriemuir, Angus, United Kingdom | Kirriemuir | Kirriemuir | 56.6692 | -3.0051 | United Kingdom | GB | GBR | Angus |  | 6061 | 1826096014
Kirs, Kirovskaya Oblast’, Russia | Kirs | Kirs | 59.3372 | 52.2455 | Russia | RU | RUS | Kirovskaya Oblast’ |  | 9453 | 1643457660
Kirsanov, Tambovskaya Oblast’, Russia | Kirsanov | Kirsanov | 52.65 | 42.7333 | Russia | RU | RUS | Tambovskaya Oblast’ |  | 16409 | 1643643425
Kırşehir, Kırşehir, Turkey | Kırşehir | Kirsehir | 39.145 | 34.1608 | Turkey | TR | TUR | Kırşehir | admin | 153511 | 1792825471
Kirtipur, Bāgmatī, Nepal | Kirtipur | Kirtipur | 27.6667 | 85.2833 | Nepal | NP | NPL | Bāgmatī |  | 65602 | 1524402867
Kirtland, Ohio, United States | Kirtland | Kirtland | 41.5969 | -81.3406 | United States | US | USA | Ohio |  | 6812 | 1840000535
Kirton, Lincolnshire, United Kingdom | Kirton | Kirton | 52.9278 | -0.0598 | United Kingdom | GB | GBR | Lincolnshire |  | 5371 | 1826587031
Kiruhura, Kiruhura, Uganda | Kiruhura | Kiruhura | -0.2356 | 30.8725 | Uganda | UG | UGA | Kiruhura | admin |  | 1800198933
Kiruna, Norrbotten, Sweden | Kiruna | Kiruna | 67.85 | 20.2166 | Sweden | SE | SWE | Norrbotten | minor | 18154 | 1752001526
Kirundo, Kirundo, Burundi | Kirundo | Kirundo | -2.5833 | 30.1 | Burundi | BI | BDI | Kirundo | admin | 10024 | 1108527579
Kiryandongo, Kiryandongo, Uganda | Kiryandongo | Kiryandongo | 1.8763 | 32.0622 | Uganda | UG | UGA | Kiryandongo | admin |  | 1800154303
Kiryas Joel, New York, United States | Kiryas Joel | Kiryas Joel | 41.3406 | -74.166 | United States | US | USA | New York |  | 26813 | 1840004872
Kirzhach, Vladimirskaya Oblast’, Russia | Kirzhach | Kirzhach | 56.15 | 38.8667 | Russia | RU | RUS | Vladimirskaya Oblast’ |  | 26676 | 1643096892
Kisangani, Tshopo, Congo (Kinshasa) | Kisangani | Kisangani | 0.5153 | 25.1911 | Congo (Kinshasa) | CD | COD | Tshopo | admin | 935977 | 1180478201
Kisanuki, Kagoshima, Japan | Kisanuki | Kisanuki | 31.3447 | 130.9453 | Japan | JP | JPN | Kagoshima |  | 14495 | 1392204633
Kisarazu, Chiba, Japan | Kisarazu | Kisarazu | 35.3761 | 139.9169 | Japan | JP | JPN | Chiba |  | 135765 | 1392821453
Kisbér, Komárom-Esztergom, Hungary | Kisbér | Kisber | 47.5017 | 18.0267 | Hungary | HU | HUN | Komárom-Esztergom | minor | 5336 | 1348318587
Kiselëvsk, Kemerovskaya Oblast’, Russia | Kiselëvsk | Kiselevsk | 53.9833 | 86.7 | Russia | RU | RUS | Kemerovskaya Oblast’ |  | 89867 | 1643153158
Kishi, Kanagawa, Japan | Kishi | Kishi | 35.3364 | 139.1233 | Japan | JP | JPN | Kanagawa |  | 18010 | 1392295769
Kishkeneköl, Soltüstik Qazaqstan, Kazakhstan | Kishkeneköl | Kishkenekol | 53.6394 | 72.3439 | Kazakhstan | KZ | KAZ | Soltüstik Qazaqstan |  | 6779 | 1398061261
Kisii, Kisii, Kenya | Kisii | Kisii | -0.6817 | 34.7667 | Kenya | KE | KEN | Kisii | admin | 37531 | 1404617601
Kiskőrös, Bács-Kiskun, Hungary | Kiskőrös | Kiskoros | 46.6203 | 19.2836 | Hungary | HU | HUN | Bács-Kiskun | minor | 13833 | 1348641106
Kiskunfélegyháza, Bács-Kiskun, Hungary | Kiskunfélegyháza | Kiskunfelegyhaza | 46.705 | 19.85 | Hungary | HU | HUN | Bács-Kiskun | minor | 29306 | 1348638728
Kiskunhalas, Bács-Kiskun, Hungary | Kiskunhalas | Kiskunhalas | 46.4319 | 19.4883 | Hungary | HU | HUN | Bács-Kiskun | minor | 27017 | 1348184980
Kiskunmajsa, Bács-Kiskun, Hungary | Kiskunmajsa | Kiskunmajsa | 46.4922 | 19.7367 | Hungary | HU | HUN | Bács-Kiskun | minor | 10968 | 1348210119
Kislovodsk, Stavropol’skiy Kray, Russia | Kislovodsk | Kislovodsk | 43.91 | 42.72 | Russia | RU | RUS | Stavropol’skiy Kray |  | 129593 | 1643705192
Kismaayo, Jubbada Hoose, Somalia | Kismaayo | Kismaayo | -0.3603 | 42.5489 | Somalia | SO | SOM | Jubbada Hoose | admin | 73300 | 1706091701
Kisoro, Kisoro, Uganda | Kisoro | Kisoro | -1.3539 | 29.6983 | Uganda | UG | UGA | Kisoro | admin | 12900 | 1800685460
Kissidougou, Faranah, Guinea | Kissidougou | Kissidougou | 9.1905 | -10.12 | Guinea | GN | GIN | Faranah | minor | 66815 | 1324750427
Kissimmee, Florida, United States | Kissimmee | Kissimmee | 28.3042 | -81.4164 | United States | US | USA | Florida |  | 382720 | 1840015109
Kistelek, Csongrád, Hungary | Kistelek | Kistelek | 46.4731 | 19.98 | Hungary | HU | HUN | Csongrád | minor | 6917 | 1348641696
Kisújszállás, Jász-Nagykun-Szolnok, Hungary | Kisújszállás | Kisujszallas | 47.2167 | 20.7667 | Hungary | HU | HUN | Jász-Nagykun-Szolnok |  | 10870 | 1348563920
Kisumu, Kisumu, Kenya | Kisumu | Kisumu | -0.1 | 34.75 | Kenya | KE | KEN | Kisumu | admin | 409928 | 1404511920
Kisvárda, Szabolcs-Szatmár-Bereg, Hungary | Kisvárda | Kisvarda | 48.2264 | 22.0844 | Hungary | HU | HUN | Szabolcs-Szatmár-Bereg | minor | 16084 | 1348590811
Kita, Kayes, Mali | Kita | Kita | 13.0504 | -9.4833 | Mali | ML | MLI | Kayes | minor | 46435 | 1466078415
Kitagata, Gifu, Japan | Kitagata | Kitagata | 35.4369 | 136.6861 | Japan | JP | JPN | Gifu |  | 18271 | 1392622247
Kitaibaraki, Ibaraki, Japan | Kitaibaraki | Kitaibaraki | 36.8019 | 140.7511 | Japan | JP | JPN | Ibaraki |  | 42122 | 1392092741
Kitakami, Iwate, Japan | Kitakami | Kitakami | 39.2867 | 141.1131 | Japan | JP | JPN | Iwate |  | 92447 | 1392905802
Kitakōriyamachō, Nara, Japan | Kitakōriyamachō | Kitakoriyamacho | 34.6494 | 135.7828 | Japan | JP | JPN | Nara |  | 84820 | 1392178653
Kitaku, Fukuoka, Japan | Kitaku | Kitaku | 33.8704 | 130.82 | Japan | JP | JPN | Fukuoka |  | 997536 | 1392129541
Kitale, Trans Nzoia, Kenya | Kitale | Kitale | 1.0167 | 35 | Kenya | KE | KEN | Trans Nzoia | admin | 63245 | 1404890081
Kitamilo, Buvuma, Uganda | Kitamilo | Kitamilo | 0.2222 | 33.2061 | Uganda | UG | UGA | Buvuma | admin |  | 1800610172
Kitamoto, Saitama, Japan | Kitamoto | Kitamoto | 36.0269 | 139.53 | Japan | JP | JPN | Saitama |  | 65478 | 1392754858
Kitanagoya, Aichi, Japan | Kitanagoya | Kitanagoya | 35.25 | 136.8667 | Japan | JP | JPN | Aichi |  | 85899 | 1392360419
Kitatajima, Saitama, Japan | Kitatajima | Kitatajima | 35.9814 | 139.4817 | Japan | JP | JPN | Saitama |  | 19758 | 1392425295
Kitchener, Ontario, Canada | Kitchener | Kitchener | 43.4186 | -80.4728 | Canada | CA | CAN | Ontario |  | 470015 | 1124158530
Kitee, Pohjois-Karjala, Finland | Kitee | Kitee | 62.0986 | 30.1375 | Finland | FI | FIN | Pohjois-Karjala | minor | 10832 | 1246458844
Kitgum, Kitgum, Uganda | Kitgum | Kitgum | 3.3004 | 32.87 | Uganda | UG | UGA | Kitgum | admin | 56891 | 1800380883
Kitimat, British Columbia, Canada | Kitimat | Kitimat | 54 | -128.7 | Canada | CA | CAN | British Columbia |  | 8131 | 1124198272
Kitsuki, Ōita, Japan | Kitsuki | Kitsuki | 33.4169 | 131.6161 | Japan | JP | JPN | Ōita |  | 28476 | 1392339287
Kittanning, Pennsylvania, United States | Kittanning | Kittanning | 40.8279 | -79.5233 | United States | US | USA | Pennsylvania |  | 12950 | 1840003519
Kittery, Maine, United States | Kittery | Kittery | 43.0998 | -70.7126 | United States | US | USA | Maine |  | 9726 | 1840052873
Kitui, Kitui, Kenya | Kitui | Kitui | -1.3667 | 38.0167 | Kenya | KE | KEN | Kitui | admin | 13244 | 1404548296
Kitwe, Copperbelt, Zambia | Kitwe | Kitwe | -12.8208 | 28.2119 | Zambia | ZM | ZMB | Copperbelt |  | 504194 | 1894321752
Kitzbühel, Tirol, Austria | Kitzbühel | Kitzbuhel | 47.4464 | 12.3919 | Austria | AT | AUT | Tirol | minor | 8272 | 1040301739
Kitzingen, Bavaria, Germany | Kitzingen | Kitzingen | 49.7333 | 10.1667 | Germany | DE | DEU | Bavaria | minor | 21704 | 1276000007
Kiunga, Western, Papua New Guinea | Kiunga | Kiunga | -6.1167 | 141.3 | Papua New Guinea | PG | PNG | Western |  | 8265 | 1598534040
Kiuruvesi, Pohjois-Savo, Finland | Kiuruvesi | Kiuruvesi | 63.6528 | 26.6194 | Finland | FI | FIN | Pohjois-Savo | minor | 8600 | 1246969515
Kivertsi, Volyns’ka Oblast’, Ukraine | Kivertsi | Kivertsi | 50.8331 | 25.4614 | Ukraine | UA | UKR | Volyns’ka Oblast’ | minor | 14195 | 1804112302
Kiviõli, Ida-Virumaa, Estonia | Kiviõli | Kivioli | 59.3517 | 26.9611 | Estonia | EE | EST | Ida-Virumaa | minor | 5504 | 1233298951
Kiyosu, Aichi, Japan | Kiyosu | Kiyosu | 35.2 | 136.85 | Japan | JP | JPN | Aichi |  | 69680 | 1392439011
Kizel, Permskiy Kray, Russia | Kizel | Kizel | 59.05 | 57.65 | Russia | RU | RUS | Permskiy Kray |  | 14883 | 1643267536
Kızıltepe, Mardin, Turkey | Kızıltepe | Kiziltepe | 37.1939 | 40.5861 | Turkey | TR | TUR | Mardin | minor | 252656 | 1792229490
Kizilyurt, Dagestan, Russia | Kizilyurt | Kizilyurt | 43.2 | 46.8667 | Russia | RU | RUS | Dagestan | minor | 37171 | 1643796605
Kizlyar, Dagestan, Russia | Kizlyar | Kizlyar | 43.85 | 46.7167 | Russia | RU | RUS | Dagestan | minor | 49247 | 1643912106
Kizuki, Fukuoka, Japan | Kizuki | Kizuki | 33.85 | 130.7 | Japan | JP | JPN | Fukuoka |  | 28002 | 1392671399
Kladno, Středočeský Kraj, Czechia | Kladno | Kladno | 50.1431 | 14.1053 | Czechia | CZ | CZE | Středočeský Kraj |  | 69337 | 1203557079
Kladovo, Kladovo, Serbia | Kladovo | Kladovo | 44.6039 | 22.6072 | Serbia | RS | SRB | Kladovo | admin |  | 1688823592
Klagenfurt, Kärnten, Austria | Klagenfurt | Klagenfurt | 46.6167 | 14.3 | Austria | AT | AUT | Kärnten | admin | 101403 | 1040149651
Klaipėda, Klaipėdos Miestas, Lithuania | Klaipėda | Klaipeda | 55.7075 | 21.1428 | Lithuania | LT | LTU | Klaipėdos Miestas | admin | 164310 | 1440897790
Klaksvík, , Faroe Islands | Klaksvík | Klaksvik | 62.2375 | -6.539 | Faroe Islands | FO | FRO |  | admin | 4664 | 1234149995
Klamath Falls, Oregon, United States | Klamath Falls | Klamath Falls | 42.2191 | -121.7754 | United States | US | USA | Oregon |  | 43246 | 1840020054
Klang, Selangor, Malaysia | Klang | Klang | 3.0333 | 101.45 | Malaysia | MY | MYS | Selangor |  | 878000 | 1458509635
Klášterec nad Ohří, Ústecký Kraj, Czechia | Klášterec nad Ohří | Klasterec nad Ohri | 50.3846 | 13.1714 | Czechia | CZ | CZE | Ústecký Kraj |  | 14526 | 1203315809
Klatovy, Plzeňský Kraj, Czechia | Klatovy | Klatovy | 49.3956 | 13.2951 | Czechia | CZ | CZE | Plzeňský Kraj |  | 22257 | 1203400126
Klawer, Western Cape, South Africa | Klawer | Klawer | -31.7833 | 18.6167 | South Africa | ZA | ZAF | Western Cape |  | 6234 | 1710292909
Kleinmond, Western Cape, South Africa | Kleinmond | Kleinmond | -34.35 | 19.0333 | South Africa | ZA | ZAF | Western Cape |  | 6634 | 1710397289
Kleinsachsenheim, Baden-Württemberg, Germany | Kleinsachsenheim | Kleinsachsenheim | 48.96 | 9.0647 | Germany | DE | DEU | Baden-Württemberg |  | 18794 | 1276375444
Klerksdorp, North West, South Africa | Klerksdorp | Klerksdorp | -26.8667 | 26.6667 | South Africa | ZA | ZAF | North West |  | 178921 | 1710416691
Kleve, North Rhine-Westphalia, Germany | Kleve | Kleve | 51.79 | 6.14 | Germany | DE | DEU | North Rhine-Westphalia | minor | 51845 | 1276674243
Klichaw, Mahilyowskaya Voblasts’, Belarus | Klichaw | Klichaw | 53.4828 | 29.3411 | Belarus | BY | BLR | Mahilyowskaya Voblasts’ | minor | 7200 | 1112059828
Klimavichy, Mahilyowskaya Voblasts’, Belarus | Klimavichy | Klimavichy | 53.6167 | 31.95 | Belarus | BY | BLR | Mahilyowskaya Voblasts’ | minor | 15600 | 1112437772
Klimovsk, Moskovskaya Oblast’, Russia | Klimovsk | Klimovsk | 55.3667 | 37.5333 | Russia | RU | RUS | Moskovskaya Oblast’ |  | 56239 | 1643385248
Klin, Moskovskaya Oblast’, Russia | Klin | Klin | 56.3339 | 36.7125 | Russia | RU | RUS | Moskovskaya Oblast’ |  | 79387 | 1643730409
Klinë, Klinë, Kosovo | Klinë | Kline | 42.6217 | 20.5778 | Kosovo | XK | XKS | Klinë | admin | 38496 | 1901230162
Klingenberg am Main, Bavaria, Germany | Klingenberg am Main | Klingenberg am Main | 49.7833 | 9.1833 | Germany | DE | DEU | Bavaria |  | 6160 | 1276868883
Klingenthal, Saxony, Germany | Klingenthal | Klingenthal | 50.3669 | 12.4686 | Germany | DE | DEU | Saxony |  | 8365 | 1276346594
Klintsy, Bryanskaya Oblast’, Russia | Klintsy | Klintsy | 52.7528 | 32.2361 | Russia | RU | RUS | Bryanskaya Oblast’ |  | 62936 | 1643620360
Kllokot, Kllokot, Kosovo | Kllokot | Kllokot | 42.3667 | 21.3833 | Kosovo | XK | XKS | Kllokot | admin | 2556 | 1901445768
Kłodzko, Dolnośląskie, Poland | Kłodzko | Klodzko | 50.4378 | 16.6528 | Poland | PL | POL | Dolnośląskie | minor | 27193 | 1616824014
Klosterneuburg, Niederösterreich, Austria | Klosterneuburg | Klosterneuburg | 48.3042 | 16.3167 | Austria | AT | AUT | Niederösterreich | minor | 27058 | 1040735965
Kloten, Zürich, Switzerland | Kloten | Kloten | 47.4481 | 8.5828 | Switzerland | CH | CHE | Zürich |  | 19362 | 1756844710
Klötze, Saxony-Anhalt, Germany | Klötze | Klotze | 52.6272 | 11.1642 | Germany | DE | DEU | Saxony-Anhalt |  | 10077 | 1276729835
Kluang, Johor, Malaysia | Kluang | Kluang | 2.0383 | 103.3179 | Malaysia | MY | MYS | Johor |  | 169828 | 1458692921
Kluczbork, Opolskie, Poland | Kluczbork | Kluczbork | 50.9833 | 18.2167 | Poland | PL | POL | Opolskie | minor | 26164 | 1616259508
Klyetsk, Minskaya Voblasts’, Belarus | Klyetsk | Klyetsk | 53.0636 | 26.6372 | Belarus | BY | BLR | Minskaya Voblasts’ | minor | 11400 | 1112054647
Klyuchi, Kamchatskiy Kray, Russia | Klyuchi | Klyuchi | 56.3 | 160.85 | Russia | RU | RUS | Kamchatskiy Kray |  | 1089 | 1643863467
Knaresborough, North Yorkshire, United Kingdom | Knaresborough | Knaresborough | 54.0084 | -1.467 | United Kingdom | GB | GBR | North Yorkshire |  | 15441 | 1826000526
Knezha, Vratsa, Bulgaria | Knezha | Knezha | 43.5 | 24.0833 | Bulgaria | BG | BGR | Vratsa | minor | 11124 | 1100486510
Knić, Knić, Serbia | Knić | Knic | 43.9167 | 20.7167 | Serbia | RS | SRB | Knić | admin |  | 1688545619
Knightdale, North Carolina, United States | Knightdale | Knightdale | 35.7918 | -78.4955 | United States | US | USA | North Carolina |  | 17843 | 1840016194
Knik-Fairview, Alaska, United States | Knik-Fairview | Knik-Fairview | 61.4964 | -149.6535 | United States | US | USA | Alaska |  | 17513 | 1840075080
Knin, Šibensko-Kninska Županija, Croatia | Knin | Knin | 44.0333 | 16.1833 | Croatia | HR | HRV | Šibensko-Kninska Županija | minor | 10633 | 1191313799
Knittelfeld, Steiermark, Austria | Knittelfeld | Knittelfeld | 47.215 | 14.8294 | Austria | AT | AUT | Steiermark |  | 12626 | 1040186382
Knittlingen, Baden-Württemberg, Germany | Knittlingen | Knittlingen | 49.0239 | 8.7569 | Germany | DE | DEU | Baden-Württemberg |  | 8048 | 1276093094
Knjaževac, Knjaževac, Serbia | Knjaževac | Knjazevac | 43.5 | 22.4333 | Serbia | RS | SRB | Knjaževac | admin |  | 1688849183
Knottingley, Wakefield, United Kingdom | Knottingley | Knottingley | 53.705 | -1.249 | United Kingdom | GB | GBR | Wakefield |  | 13710 | 1826742978
Knowle, Solihull, United Kingdom | Knowle | Knowle | 52.3881 | -1.7318 | United Kingdom | GB | GBR | Solihull |  | 10678 | 1826087458
Knowsley, Knowsley, United Kingdom | Knowsley | Knowsley | 53.4498 | -2.8501 | United Kingdom | GB | GBR | Knowsley |  | 11343 | 1826568900
Knoxville, Tennessee, United States | Knoxville | Knoxville | 35.9692 | -83.9496 | United States | US | USA | Tennessee |  | 586048 | 1840014486
Knoxville, Iowa, United States | Knoxville | Knoxville | 41.3188 | -93.1024 | United States | US | USA | Iowa |  | 7199 | 1840008229
Knutsford, Cheshire East, United Kingdom | Knutsford | Knutsford | 53.3025 | -2.3708 | United Kingdom | GB | GBR | Cheshire East |  | 13191 | 1826240471
Knyaginino, Nizhegorodskaya Oblast’, Russia | Knyaginino | Knyaginino | 55.8167 | 45.0333 | Russia | RU | RUS | Nizhegorodskaya Oblast’ |  | 6804 | 1643925479
Knysna, Western Cape, South Africa | Knysna | Knysna | -34.0356 | 23.0489 | South Africa | ZA | ZAF | Western Cape |  | 51078 | 1710311704
Ko Samui, Surat Thani, Thailand | Ko Samui | Ko Samui | 9.5157 | 99.9436 | Thailand | TH | THA | Surat Thani | minor | 67265 | 1764771934
Koani, Zanzibar Central/South, Tanzania | Koani | Koani | -6.1333 | 39.2833 | Tanzania | TZ | TZA | Zanzibar Central/South | admin |  | 1834376215
Kobarid, Kobarid, Slovenia | Kobarid | Kobarid | 46.2471 | 13.5796 | Slovenia | SI | SVN | Kobarid | admin | 4.472 | 1705651680
Kobayashi, Miyazaki, Japan | Kobayashi | Kobayashi | 31.9967 | 130.9728 | Japan | JP | JPN | Miyazaki |  | 44034 | 1392148091
Kōbe, Hyōgo, Japan | Kōbe | Kobe | 34.6913 | 135.183 | Japan | JP | JPN | Hyōgo | admin | 1522944 | 1392978082
Kobelyaky, Poltavs’ka Oblast’, Ukraine | Kobelyaky | Kobelyaky | 49.1474 | 34.1993 | Ukraine | UA | UKR | Poltavs’ka Oblast’ | minor | 9841 | 1804297105
Kobilje, Kobilje, Slovenia | Kobilje | Kobilje | 46.6847 | 16.3978 | Slovenia | SI | SVN | Kobilje | admin |  | 1705965317
Kobilo, Matam, Senegal | Kobilo | Kobilo | 16.15 | -13.5 | Senegal | SN | SEN | Matam |  | 21656 | 1686275678
Koblenz, Rhineland-Palatinate, Germany | Koblenz | Koblenz | 50.3597 | 7.5978 | Germany | DE | DEU | Rhineland-Palatinate | minor | 114024 | 1276605495
Koboko, Koboko, Uganda | Koboko | Koboko | 3.4136 | 30.9599 | Uganda | UG | UGA | Koboko | admin |  | 1800307801
Kobryn, Brestskaya Voblasts’, Belarus | Kobryn | Kobryn | 52.2167 | 24.3667 | Belarus | BY | BLR | Brestskaya Voblasts’ | minor | 52600 | 1112806145
Kobyłka, Mazowieckie, Poland | Kobyłka | Kobylka | 52.3395 | 21.1959 | Poland | PL | POL | Mazowieckie |  | 17586 | 1616520686
Kocaeli, Kocaeli, Turkey | Kocaeli | Kocaeli | 40.7656 | 29.9406 | Turkey | TR | TUR | Kocaeli | admin | 363416 | 1792965114
Kočani, Kočani, Macedonia | Kočani | Kocani | 41.9167 | 22.4125 | Macedonia | MK | MKD | Kočani | admin | 28330 | 1807422302
Koceljeva, Koceljeva, Serbia | Koceljeva | Koceljeva | 44.4687 | 19.8214 | Serbia | RS | SRB | Koceljeva | admin |  | 1688585119
Kocēni, Kocēnu Novads, Latvia | Kocēni | Koceni | 57.5198 | 25.3404 | Latvia | LV | LVA | Kocēnu Novads | admin |  | 1428151958
Kočevje, Kočevje, Slovenia | Kočevje | Kocevje | 45.643 | 14.8594 | Slovenia | SI | SVN | Kočevje | admin |  | 1705859832
Kochi, Kerala, India | Kochi | Kochi | 9.9667 | 76.2833 | India | IN | IND | Kerala |  | 677381 | 1356707865
Kōchi, Kōchi, Japan | Kōchi | Kochi | 33.5667 | 133.5333 | Japan | JP | JPN | Kōchi | admin | 328930 | 1392086071
Kōchi, Shizuoka, Japan | Kōchi | Kochi | 34.7572 | 138.9875 | Japan | JP | JPN | Shizuoka |  | 6874 | 1392567991
Kochkor-Ata, Jalal-Abad, Kyrgyzstan | Kochkor-Ata | Kochkor-Ata | 41.0358 | 72.4814 | Kyrgyzstan | KG | KGZ | Jalal-Abad |  | 14814 | 1417211654
Kodaikānal, Tamil Nādu, India | Kodaikānal | Kodaikanal | 10.23 | 77.48 | India | IN | IND | Tamil Nādu |  | 36501 | 1356350123
Kodiak, Alaska, United States | Kodiak | Kodiak | 57.7934 | -152.406 | United States | US | USA | Alaska |  | 8851 | 1840023301
Kodinsk, Krasnoyarskiy Kray, Russia | Kodinsk | Kodinsk | 58.6 | 99.1833 | Russia | RU | RUS | Krasnoyarskiy Kray |  | 16116 | 1643232820
Kōenchō, Hokkaidō, Japan | Kōenchō | Koencho | 43.8081 | 143.8942 | Japan | JP | JPN | Hokkaidō |  | 116848 | 1392099278
Köflach, Steiermark, Austria | Köflach | Koflach | 47.0639 | 15.0889 | Austria | AT | AUT | Steiermark |  | 9888 | 1040578038
Koforidua, Eastern, Ghana | Koforidua | Koforidua | 6.1 | -0.2667 | Ghana | GH | GHA | Eastern | admin | 127334 | 1288961962
Kōfu, Yamanashi, Japan | Kōfu | Kofu | 35.6667 | 138.5667 | Japan | JP | JPN | Yamanashi | admin | 188406 | 1392307565
Koga, Ibaraki, Japan | Koga | Koga | 36.1833 | 139.7 | Japan | JP | JPN | Ibaraki |  | 139274 | 1392720735
Koga, Fukuoka, Japan | Koga | Koga | 33.7333 | 130.4667 | Japan | JP | JPN | Fukuoka |  | 59111 | 1392503917
Kogon Shahri, Buxoro, Uzbekistan | Kogon Shahri | Kogon Shahri | 39.7211 | 64.5458 | Uzbekistan | UZ | UZB | Buxoro | minor | 107566 | 1860234026
Koh Kong, Koh Kong, Cambodia | Koh Kong | Koh Kong | 11.6167 | 102.9833 | Cambodia | KH | KHM | Koh Kong | admin | 33134 | 1116924669
Kohat, Khyber Pakhtunkhwa, Pakistan | Kohat | Kohat | 33.5869 | 71.4414 | Pakistan | PK | PAK | Khyber Pakhtunkhwa | minor | 170800 | 1586349992
Kohīma, Nāgāland, India | Kohīma | Kohima | 25.6667 | 94.1194 | India | IN | IND | Nāgāland | admin | 99039 | 1356332206
Kohtla-Järve, Ida-Virumaa, Estonia | Kohtla-Järve | Kohtla-Jarve | 59.4 | 27.2833 | Estonia | EE | EST | Ida-Virumaa | minor | 35928 | 1233016348
Koidu-Bulma, Eastern, Sierra Leone | Koidu-Bulma | Koidu-Bulma | 8.4405 | -10.85 | Sierra Leone | SL | SLE | Eastern |  | 87539 | 1694104584
Koilkuntla, Andhra Pradesh, India | Koilkuntla | Koilkuntla | 15.2333 | 78.3167 | India | IN | IND | Andhra Pradesh |  | 23859 | 1356024299
Koja, Okinawa, Japan | Koja | Koja | 26.3643 | 127.8328 | Japan | JP | JPN | Okinawa |  | 58658 | 1392299085
Kojetín, Olomoucký Kraj, Czechia | Kojetín | Kojetin | 49.3518 | 17.3021 | Czechia | CZ | CZE | Olomoucký Kraj |  | 6078 | 1203221005
Kojskë, Lipjan, Kosovo | Kojskë | Kojske | 42.53 | 21.1386 | Kosovo | XK | XKS | Lipjan |  | 57605 | 1901791413
Kokawa, Wakayama, Japan | Kokawa | Kokawa | 34.2697 | 135.3625 | Japan | JP | JPN | Wakayama |  | 59208 | 1392193996
Kokemäki, Satakunta, Finland | Kokemäki | Kokemaki | 61.2556 | 22.3486 | Finland | FI | FIN | Satakunta | minor | 7591 | 1246209483
Kokhma, Ivanovskaya Oblast’, Russia | Kokhma | Kokhma | 56.9333 | 41.0833 | Russia | RU | RUS | Ivanovskaya Oblast’ |  | 30500 | 1643786528
Kök-Janggak, Jalal-Abad, Kyrgyzstan | Kök-Janggak | Kok-Janggak | 41.0307 | 73.2058 | Kyrgyzstan | KG | KGZ | Jalal-Abad |  | 15000 | 1417546126
Kokkola, Keski-Pohjanmaa, Finland | Kokkola | Kokkola | 63.8333 | 23.1333 | Finland | FI | FIN | Keski-Pohjanmaa | admin | 47570 | 1246041998
Koknese, Kokneses Novads, Latvia | Koknese | Koknese | 56.65 | 25.4333 | Latvia | LV | LVA | Kokneses Novads | admin | 2818 | 1428876472
Koko, Kebbi, Nigeria | Koko | Koko | 11.4232 | 4.517 | Nigeria | NG | NGA | Kebbi |  | 25792 | 1566646210
Kokomo, Indiana, United States | Kokomo | Kokomo | 40.464 | -86.1277 | United States | US | USA | Indiana |  | 79351 | 1840013844
Kokopo, East New Britain, Papua New Guinea | Kokopo | Kokopo | -4.35 | 152.2736 | Papua New Guinea | PG | PNG | East New Britain | admin |  | 1598823962
Kökshetaū, Aqmola, Kazakhstan | Kökshetaū | Kokshetau | 53.2824 | 69.3969 | Kazakhstan | KZ | KAZ | Aqmola | admin | 153057 | 1398375387
Koktokay, Xinjiang, China | Koktokay | Koktokay | 47.0004 | 89.4666 | China | CN | CHN | Xinjiang | minor | 80000 | 1156023872
Kokubunji, Tōkyō, Japan | Kokubunji | Kokubunji | 35.7108 | 139.4622 | Japan | JP | JPN | Tōkyō |  | 127790 | 1392193917
Kola, Murmanskaya Oblast’, Russia | Kola | Kola | 68.8831 | 33.0219 | Russia | RU | RUS | Murmanskaya Oblast’ |  | 9691 | 1643826849
Kolār, Karnātaka, India | Kolār | Kolar | 13.1333 | 78.1333 | India | IN | IND | Karnātaka |  | 144625 | 1356953848
Kolárovo, Nitriansky, Slovakia | Kolárovo | Kolarovo | 47.9153 | 17.9972 | Slovakia | SK | SVK | Nitriansky |  | 10546 | 1703541383
Kolašin, Kolašin, Montenegro | Kolašin | Kolasin | 42.825 | 19.518 | Montenegro | ME | MNE | Kolašin | admin |  | 1499083772
Kolbermoor, Bavaria, Germany | Kolbermoor | Kolbermoor | 47.85 | 12.0667 | Germany | DE | DEU | Bavaria |  | 18505 | 1276583234
Kolchugino, Vladimirskaya Oblast’, Russia | Kolchugino | Kolchugino | 56.2992 | 39.3831 | Russia | RU | RUS | Vladimirskaya Oblast’ |  | 43089 | 1643216490
Kolda, Kolda, Senegal | Kolda | Kolda | 12.8958 | -14.9408 | Senegal | SN | SEN | Kolda | admin | 62258 | 1686219536
Kole, Kole, Uganda | Kole | Kole | 2.4002 | 32.8003 | Uganda | UG | UGA | Kole | admin |  | 1800826218
Kolhāpur, Mahārāshtra, India | Kolhāpur | Kolhapur | 16.7 | 74.2333 | India | IN | IND | Mahārāshtra |  | 750000 | 1356110593
Kolín, Středočeský Kraj, Czechia | Kolín | Kolin | 50.0282 | 15.2006 | Czechia | CZ | CZE | Středočeský Kraj |  | 31973 | 1203413479
Kolkāta, West Bengal, India | Kolkāta | Kolkata | 22.5411 | 88.3378 | India | IN | IND | West Bengal | admin | 17560000 | 1356060520
Kölleda, Thuringia, Germany | Kölleda | Kolleda | 51.1667 | 11.2167 | Germany | DE | DEU | Thuringia |  | 6391 | 1276377154
Kołobrzeg, Zachodniopomorskie, Poland | Kołobrzeg | Kolobrzeg | 54.1667 | 15.5667 | Poland | PL | POL | Zachodniopomorskie | minor | 46716 | 1616732501
Kolomna, Moskovskaya Oblast’, Russia | Kolomna | Kolomna | 55.0833 | 38.7833 | Russia | RU | RUS | Moskovskaya Oblast’ |  | 144125 | 1643196698
Kolomyya, Ivano-Frankivs’ka Oblast’, Ukraine | Kolomyya | Kolomyya | 48.5167 | 25.0333 | Ukraine | UA | UKR | Ivano-Frankivs’ka Oblast’ | minor | 61269 | 1804285171
Kolonia, Pohnpei, Micronesia, Federated States Of | Kolonia | Kolonia | 6.9639 | 158.2083 | Micronesia, Federated States Of | FM | FSM | Pohnpei | admin |  | 1583881416
Kolpashevo, Tomskaya Oblast’, Russia | Kolpashevo | Kolpashevo | 58.3167 | 82.9167 | Russia | RU | RUS | Tomskaya Oblast’ |  | 23209 | 1643773170
Kolpino, Sankt-Peterburg, Russia | Kolpino | Kolpino | 59.73 | 30.65 | Russia | RU | RUS | Sankt-Peterburg |  | 225801 | 1643448070
Kolwezi, Lualaba, Congo (Kinshasa) | Kolwezi | Kolwezi | -10.7167 | 25.4667 | Congo (Kinshasa) | CD | COD | Lualaba | admin | 418000 | 1180380965
Komádi, Hajdú-Bihar, Hungary | Komádi | Komadi | 47 | 21.5 | Hungary | HU | HUN | Hajdú-Bihar |  | 5421 | 1348286958
Komagane, Nagano, Japan | Komagane | Komagane | 35.7289 | 137.9339 | Japan | JP | JPN | Nagano |  | 32197 | 1392438911
Komaki, Aichi, Japan | Komaki | Komaki | 35.2833 | 136.9167 | Japan | JP | JPN | Aichi |  | 148709 | 1392770958
Komárno, Nitriansky, Slovakia | Komárno | Komarno | 47.7633 | 18.1283 | Slovakia | SK | SVK | Nitriansky |  | 36596 | 1703927453
Komárom, Komárom-Esztergom, Hungary | Komárom | Komarom | 47.74 | 18.1217 | Hungary | HU | HUN | Komárom-Esztergom | minor | 18805 | 1348857421
Komatipoort, Mpumalanga, South Africa | Komatipoort | Komatipoort | -25.4333 | 31.95 | South Africa | ZA | ZAF | Mpumalanga |  | 20508 | 1710137353
Komatsushimachō, Tokushima, Japan | Komatsushimachō | Komatsushimacho | 34.0047 | 134.5906 | Japan | JP | JPN | Tokushima |  | 36689 | 1392858240
Kombissiri, Centre-Sud, Burkina Faso | Kombissiri | Kombissiri | 12.064 | -1.334 | Burkina Faso | BF | BFA | Centre-Sud | minor | 30137 | 1854637161
Komen, Komen, Slovenia | Komen | Komen | 45.8153 | 13.7483 | Slovenia | SI | SVN | Komen | admin |  | 1705031068
Komenda, Komenda, Slovenia | Komenda | Komenda | 46.2038 | 14.5407 | Slovenia | SI | SVN | Komenda | admin |  | 1705295612
Komījān, Markazī, Iran | Komījān | Komijan | 34.7192 | 49.3267 | Iran | IR | IRN | Markazī | minor | 7358 | 1364723077
Komló, Baranya, Hungary | Komló | Komlo | 46.1911 | 18.2611 | Hungary | HU | HUN | Baranya | minor | 22635 | 1348836400
Kommunar, Leningradskaya Oblast’, Russia | Kommunar | Kommunar | 59.6206 | 30.39 | Russia | RU | RUS | Leningradskaya Oblast’ |  | 22055 | 1643122289
Komono, Mie, Japan | Komono | Komono | 35.02 | 136.5075 | Japan | JP | JPN | Mie |  | 40487 | 1392136117
Komotiní, Anatolikí Makedonía kai Thráki, Greece | Komotiní | Komotini | 41.1167 | 25.4 | Greece | GR | GRC | Anatolikí Makedonía kai Thráki | admin | 50990 | 1300373048
Komsa, Krasnoyarskiy Kray, Russia | Komsa | Komsa | 61.868 | 89.2577 | Russia | RU | RUS | Krasnoyarskiy Kray |  | 10 | 1643255641
Komsomol’sk-na-Amure, Khabarovskiy Kray, Russia | Komsomol’sk-na-Amure | Komsomol'sk-na-Amure | 50.55 | 137 | Russia | RU | RUS | Khabarovskiy Kray | minor | 249810 | 1643862307
Komsomolsk, Ivanovskaya Oblast’, Russia | Komsomolsk | Komsomolsk | 57.0333 | 40.3833 | Russia | RU | RUS | Ivanovskaya Oblast’ |  | 8189 | 1643602001
Kon Tum, Kon Tum, Vietnam | Kon Tum | Kon Tum | 14.3417 | 107.9792 | Vietnam | VN | VNM | Kon Tum | admin |  | 1704988146
Konakovo, Tverskaya Oblast’, Russia | Konakovo | Konakovo | 56.7129 | 36.7783 | Russia | RU | RUS | Tverskaya Oblast’ |  | 38486 | 1643330779
Kōnan, Aichi, Japan | Kōnan | Konan | 35.3333 | 136.8667 | Japan | JP | JPN | Aichi |  | 97893 | 1392978695
Konārka, Odisha, India | Konārka | Konarka | 19.8878 | 86.0948 | India | IN | IND | Odisha |  | 15015 | 1356415171
Konče, Konče, Macedonia | Konče | Konce | 41.4951 | 22.3836 | Macedonia | MK | MKD | Konče | admin |  | 1807382770
Kondopoga, Kareliya, Russia | Kondopoga | Kondopoga | 62.2 | 34.2667 | Russia | RU | RUS | Kareliya |  | 30299 | 1643955723
Kondrovo, Kaluzhskaya Oblast’, Russia | Kondrovo | Kondrovo | 54.8064 | 35.9278 | Russia | RU | RUS | Kaluzhskaya Oblast’ |  | 14857 | 1643237880
Koné, Province Nord, New Caledonia | Koné | Kone | -21.0667 | 164.8667 | New Caledonia | NC | NCL | Province Nord | admin |  | 1540397627
Köneürgench, Daşoguz, Turkmenistan | Köneürgench | Koneurgench | 42.3167 | 59.1586 | Turkmenistan | TM | TKM | Daşoguz |  | 36754 | 1795588005
Kongolo, Tanganyika, Congo (Kinshasa) | Kongolo | Kongolo | -5.3795 | 26.98 | Congo (Kinshasa) | CD | COD | Tanganyika |  | 105202 | 1180814807
Kongsvinger, Hedmark, Norway | Kongsvinger | Kongsvinger | 60.1912 | 11.9992 | Norway | NO | NOR | Hedmark | minor | 17829 | 1578097529
Konibodom, Sughd, Tajikistan | Konibodom | Konibodom | 40.2833 | 70.4167 | Tajikistan | TJ | TJK | Sughd | minor | 50400 | 1762140294
Königs Wusterhausen, Brandenburg, Germany | Königs Wusterhausen | Konigs Wusterhausen | 52.2917 | 13.625 | Germany | DE | DEU | Brandenburg |  | 37190 | 1276871907
Königsbrunn, Bavaria, Germany | Königsbrunn | Konigsbrunn | 48.2689 | 10.8908 | Germany | DE | DEU | Bavaria |  | 28076 | 1276917723
Königsee, Thuringia, Germany | Königsee | Konigsee | 50.6613 | 11.0974 | Germany | DE | DEU | Thuringia |  | 7448 | 1276823420
Königslutter am Elm, Lower Saxony, Germany | Königslutter am Elm | Konigslutter am Elm | 52.25 | 10.8167 | Germany | DE | DEU | Lower Saxony |  | 15704 | 1276192101
Königstein im Taunus, Hesse, Germany | Königstein im Taunus | Konigstein im Taunus | 50.1831 | 8.4635 | Germany | DE | DEU | Hesse |  | 16648 | 1276481618
Königswinter, North Rhine-Westphalia, Germany | Königswinter | Konigswinter | 50.6833 | 7.1833 | Germany | DE | DEU | North Rhine-Westphalia |  | 41243 | 1276951419
Köniz, Bern, Switzerland | Köniz | Koniz | 46.925 | 7.4153 | Switzerland | CH | CHE | Bern |  | 41507 | 1756022220
Könnern, Saxony-Anhalt, Germany | Könnern | Konnern | 51.6697 | 11.7708 | Germany | DE | DEU | Saxony-Anhalt |  | 8261 | 1276797246
Kōnosu, Saitama, Japan | Kōnosu | Konosu | 36.0658 | 139.5222 | Japan | JP | JPN | Saitama |  | 117373 | 1392326410
Konotop, Sums’ka Oblast’, Ukraine | Konotop | Konotop | 51.2369 | 33.2027 | Ukraine | UA | UKR | Sums’ka Oblast’ | minor | 103547 | 1804110853
Konstancin-Jeziorna, Mazowieckie, Poland | Konstancin-Jeziorna | Konstancin-Jeziorna | 52.0938 | 21.1176 | Poland | PL | POL | Mazowieckie |  | 23694 | 1616018861
Konstantinovsk, Rostovskaya Oblast’, Russia | Konstantinovsk | Konstantinovsk | 47.5833 | 41.1 | Russia | RU | RUS | Rostovskaya Oblast’ | minor | 17160 | 1643188587
Konstanz, Baden-Württemberg, Germany | Konstanz | Konstanz | 47.6633 | 9.1753 | Germany | DE | DEU | Baden-Württemberg |  | 84760 | 1276601373
Kontagora, Niger, Nigeria | Kontagora | Kontagora | 10.4004 | 5.4699 | Nigeria | NG | NGA | Niger | minor | 98754 | 1566599231
Kontcha, Adamaoua, Cameroon | Kontcha | Kontcha | 7.967 | 12.2333 | Cameroon | CM | CMR | Adamaoua |  | 8018 | 1120016766
Konya, Konya, Turkey | Konya | Konya | 37.8714 | 32.4847 | Turkey | TR | TUR | Konya | admin | 2232374 | 1792014004
Konz, Rhineland-Palatinate, Germany | Konz | Konz | 49.7028 | 6.5794 | Germany | DE | DEU | Rhineland-Palatinate |  | 18348 | 1276863750
Konza, Machakos, Kenya | Konza | Konza | -1.7496 | 37.12 | Kenya | KE | KEN | Machakos |  | 2004 | 1404143289
Kópavogur, , Iceland | Kópavogur | Kopavogur | 64.1167 | -21.7667 | Iceland | IS | ISL |  |  | 34140 | 1352411842
Koper, Koper, Slovenia | Koper | Koper | 45.5475 | 13.7307 | Slovenia | SI | SVN | Koper | admin | 25611 | 1705478862
Kopeysk, Chelyabinskaya Oblast’, Russia | Kopeysk | Kopeysk | 55.1 | 61.6167 | Russia | RU | RUS | Chelyabinskaya Oblast’ |  | 147573 | 1643343511
Koprivnica, Koprivničko-Križevačka Županija, Croatia | Koprivnica | Koprivnica | 46.15 | 16.8167 | Croatia | HR | HRV | Koprivničko-Križevačka Županija | admin |  | 1191924250
Kopřivnice, Moravskoslezský Kraj, Czechia | Kopřivnice | Koprivnice | 49.5995 | 18.1448 | Czechia | CZ | CZE | Moravskoslezský Kraj |  | 21851 | 1203847096
Korablino, Ryazanskaya Oblast’, Russia | Korablino | Korablino | 53.9167 | 40.0167 | Russia | RU | RUS | Ryazanskaya Oblast’ |  | 11220 | 1643006109
Koratla, Telangana, India | Koratla | Koratla | 18.82 | 78.72 | India | IN | IND | Telangana |  | 66504 | 1356581279
Korbach, Hesse, Germany | Korbach | Korbach | 51.2719 | 8.8731 | Germany | DE | DEU | Hesse | minor | 23581 | 1276822678
Korçë, Korçë, Albania | Korçë | Korce | 40.6167 | 20.7667 | Albania | AL | ALB | Korçë | admin | 51152 | 1008361921
Korenovsk, Krasnodarskiy Kray, Russia | Korenovsk | Korenovsk | 45.4667 | 39.45 | Russia | RU | RUS | Krasnodarskiy Kray | minor | 42019 | 1643474762
Korf, Kamchatskiy Kray, Russia | Korf | Korf | 60.3321 | 165.8183 | Russia | RU | RUS | Kamchatskiy Kray |  | 400 | 1643630456
Körfez, Kocaeli, Turkey | Körfez | Korfez | 40.7706 | 29.7661 | Turkey | TR | TUR | Kocaeli | minor | 165503 | 1792917174
Korgas, Xinjiang, China | Korgas | Korgas | 44.1256 | 80.4144 | China | CN | CHN | Xinjiang |  | 85000 | 1156221385
Korhogo, Savanes, Côte D’Ivoire | Korhogo | Korhogo | 9.4578 | -5.6294 | Côte D’Ivoire | CI | CIV | Savanes | admin | 286071 | 1384205840
Kórinthos, Peloponnísos, Greece | Kórinthos | Korinthos | 37.9333 | 22.9333 | Greece | GR | GRC | Peloponnísos | minor | 30176 | 1300348183
Korishë, Prizren, Kosovo | Korishë | Korishe | 42.2576 | 20.7981 | Kosovo | XK | XKS | Prizren |  | 5279 | 1901393938
Korkino, Chelyabinskaya Oblast’, Russia | Korkino | Korkino | 54.8833 | 61.4 | Russia | RU | RUS | Chelyabinskaya Oblast’ |  | 34672 | 1643383415
Korla, Xinjiang, China | Korla | Korla | 41.7646 | 86.1527 | China | CN | CHN | Xinjiang | minor | 549324 | 1156965620
Körmend, Vas, Hungary | Körmend | Kormend | 47.011 | 16.606 | Hungary | HU | HUN | Vas | minor | 11236 | 1348688701
Korneuburg, Niederösterreich, Austria | Korneuburg | Korneuburg | 48.3453 | 16.3331 | Austria | AT | AUT | Niederösterreich | minor | 12986 | 1040595988
Kórnik, Wielkopolskie, Poland | Kórnik | Kornik | 52.2367 | 17.0986 | Poland | PL | POL | Wielkopolskie |  | 6807 | 1616373679
Korntal-Münchingen, Baden-Württemberg, Germany | Korntal-Münchingen | Korntal-Munchingen | 48.8306 | 9.1214 | Germany | DE | DEU | Baden-Württemberg |  | 19679 | 1276087969
Kornwestheim, Baden-Württemberg, Germany | Kornwestheim | Kornwestheim | 48.8597 | 9.185 | Germany | DE | DEU | Baden-Württemberg |  | 33803 | 1276918130
Korocha, Belgorodskaya Oblast’, Russia | Korocha | Korocha | 50.8167 | 37.2 | Russia | RU | RUS | Belgorodskaya Oblast’ |  | 5853 | 1643723020
Korogwe, Tanga, Tanzania | Korogwe | Korogwe | -5.1558 | 38.4503 | Tanzania | TZ | TZA | Tanga |  | 44000 | 1834605335
Korolëv, Moskovskaya Oblast’, Russia | Korolëv | Korolev | 55.9167 | 37.8167 | Russia | RU | RUS | Moskovskaya Oblast’ |  | 221797 | 1643323167
Koronadal, South Cotabato, Philippines | Koronadal | Koronadal | 6.5 | 124.85 | Philippines | PH | PHL | South Cotabato |  | 174942 | 1608000651
Koronadal, South Cotabato, Philippines | Koronadal | Koronadal | 6.2541 | 124.9922 | Philippines | PH | PHL | South Cotabato | admin |  | 1608108139
Koronowo, Kujawsko-Pomorskie, Poland | Koronowo | Koronowo | 53.3137 | 17.937 | Poland | PL | POL | Kujawsko-Pomorskie |  | 10818 | 1616300116
Koror, , Palau | Koror | Koror | 7.3433 | 134.4804 | Palau | PW | PLW |  |  | 8744 | 1585174728
Korosten, Zhytomyrs’ka Oblast’, Ukraine | Korosten | Korosten | 50.95 | 28.65 | Ukraine | UA | UKR | Zhytomyrs’ka Oblast’ | minor | 63525 | 1804648682
Korostyshiv, Zhytomyrs’ka Oblast’, Ukraine | Korostyshiv | Korostyshiv | 50.3186 | 29.0592 | Ukraine | UA | UKR | Zhytomyrs’ka Oblast’ | minor | 25445 | 1804003590
Korsakov, Sakhalinskaya Oblast’, Russia | Korsakov | Korsakov | 46.6333 | 142.7667 | Russia | RU | RUS | Sakhalinskaya Oblast’ |  | 33645 | 1643017767
Korschenbroich, North Rhine-Westphalia, Germany | Korschenbroich | Korschenbroich | 51.1833 | 6.5167 | Germany | DE | DEU | North Rhine-Westphalia |  | 33066 | 1276206387
Korsun’-Shevchenkivs’kyy, Cherkas’ka Oblast’, Ukraine | Korsun’-Shevchenkivs’kyy | Korsun'-Shevchenkivs'kyy | 49.4261 | 31.2806 | Ukraine | UA | UKR | Cherkas’ka Oblast’ | minor | 18401 | 1804512301
Koryazhma, Arkhangel’skaya Oblast’, Russia | Koryazhma | Koryazhma | 61.3 | 47.1667 | Russia | RU | RUS | Arkhangel’skaya Oblast’ |  | 36607 | 1643316632
Kos, Notío Aigaío, Greece | Kos | Kos | 36.8442 | 27.1572 | Greece | GR | GRC | Notío Aigaío | minor | 19244 | 1300683758
Kosai, Shizuoka, Japan | Kosai | Kosai | 34.7186 | 137.5317 | Japan | JP | JPN | Shizuoka |  | 58423 | 1392881893
Kościan, Wielkopolskie, Poland | Kościan | Koscian | 52.0833 | 16.65 | Poland | PL | POL | Wielkopolskie | minor | 24086 | 1616047191
Kosciusko, Mississippi, United States | Kosciusko | Kosciusko | 33.0584 | -89.5893 | United States | US | USA | Mississippi |  | 6340 | 1840014848
Kose, Nara, Japan | Kose | Kose | 34.4633 | 135.7403 | Japan | JP | JPN | Nara |  | 24965 | 1392839743
Koshigaya, Saitama, Japan | Koshigaya | Koshigaya | 35.8911 | 139.7908 | Japan | JP | JPN | Saitama |  | 345458 | 1392606124
Košice, Košický, Slovakia | Košice | Kosice | 48.7167 | 21.25 | Slovakia | SK | SVK | Košický | admin | 238593 | 1703452690
Kosiv, Ivano-Frankivs’ka Oblast’, Ukraine | Kosiv | Kosiv | 48.315 | 25.0953 | Ukraine | UA | UKR | Ivano-Frankivs’ka Oblast’ | minor | 8522 | 1804417553
Kosjerić, Kosjerić, Serbia | Kosjerić | Kosjeric | 44 | 19.9167 | Serbia | RS | SRB | Kosjerić | admin |  | 1688365764
Kosmonosy, Středočeský Kraj, Czechia | Kosmonosy | Kosmonosy | 50.4386 | 14.9301 | Czechia | CZ | CZE | Středočeský Kraj |  | 5233 | 1203691834
Kosonsoy, Namangan, Uzbekistan | Kosonsoy | Kosonsoy | 41.2492 | 71.5458 | Uzbekistan | UZ | UZB | Namangan | minor | 31217 | 1860234389
Kostanjevica na Krki, Kostanjevica na Krki, Slovenia | Kostanjevica na Krki | Kostanjevica na Krki | 45.8463 | 15.4249 | Slovenia | SI | SVN | Kostanjevica na Krki | admin |  | 1705796422
Kostel, Kostel, Slovenia | Kostel | Kostel | 45.5084 | 14.9101 | Slovenia | SI | SVN | Kostel | admin |  | 1705541759
Kostelec nad Orlicí, Královéhradecký Kraj, Czechia | Kostelec nad Orlicí | Kostelec nad Orlici | 50.1227 | 16.2133 | Czechia | CZ | CZE | Královéhradecký Kraj |  | 6145 | 1203285144
Kostenets, Sofia, Bulgaria | Kostenets | Kostenets | 42.3075 | 23.8575 | Bulgaria | BG | BGR | Sofia |  | 6777 | 1100076482
Kosterëvo, Vladimirskaya Oblast’, Russia | Kosterëvo | Kosterevo | 55.9333 | 39.6333 | Russia | RU | RUS | Vladimirskaya Oblast’ |  | 8216 | 1643771239
Kostiantynivka, Donets’ka Oblast’, Ukraine | Kostiantynivka | Kostiantynivka | 48.5333 | 37.7167 | Ukraine | UA | UKR | Donets’ka Oblast’ | minor | 72888 | 1804423855
Kostinbrod, Sofia, Bulgaria | Kostinbrod | Kostinbrod | 42.8167 | 23.2167 | Bulgaria | BG | BGR | Sofia |  | 11430 | 1100892739
Kostomuksha, Kareliya, Russia | Kostomuksha | Kostomuksha | 64.5833 | 30.6 | Russia | RU | RUS | Kareliya |  | 29381 | 1643774276
Kostopil’, Rivnens’ka Oblast’, Ukraine | Kostopil’ | Kostopil' | 50.8833 | 26.4431 | Ukraine | UA | UKR | Rivnens’ka Oblast’ | minor | 31463 | 1804484929
Kostroma, Kostromskaya Oblast’, Russia | Kostroma | Kostroma | 57.7667 | 40.9333 | Russia | RU | RUS | Kostromskaya Oblast’ | admin | 277648 | 1643869304
Kostrzyn nad Odrą, Lubuskie, Poland | Kostrzyn nad Odrą | Kostrzyn nad Odra | 52.5883 | 14.6667 | Poland | PL | POL | Lubuskie |  | 18125 | 1616354192
Koszalin, Zachodniopomorskie, Poland | Koszalin | Koszalin | 54.1903 | 16.1817 | Poland | PL | POL | Zachodniopomorskie | minor | 108576 | 1616258002
Kőszeg, Vas, Hungary | Kőszeg | Koszeg | 47.3817 | 16.5519 | Hungary | HU | HUN | Vas | minor | 11805 | 1348854812
Kot Addu, Punjab, Pakistan | Kot Addu | Kot Addu | 30.47 | 70.9644 | Pakistan | PK | PAK | Punjab |  | 120479 | 1586130042
Kota, Rājasthān, India | Kota | Kota | 25.18 | 75.83 | India | IN | IND | Rājasthān |  | 1001694 | 1356820310
Kota Bharu, Kelantan, Malaysia | Kota Bharu | Kota Bharu | 6.1333 | 102.25 | Malaysia | MY | MYS | Kelantan | admin | 491237 | 1458150101
Kota Kinabalu, Sabah, Malaysia | Kota Kinabalu | Kota Kinabalu | 5.975 | 116.0725 | Malaysia | MY | MYS | Sabah | admin | 452058 | 1458441859
Kōṯah-ye ‘As̲h̲rō, Wardak, Afghanistan | Kōṯah-ye ‘As̲h̲rō | Kotah-ye `Ashro | 34.45 | 68.8 | Afghanistan | AF | AFG | Wardak |  | 35008 | 1004450357
Kotake, Fukuoka, Japan | Kotake | Kotake | 33.6925 | 130.7128 | Japan | JP | JPN | Fukuoka |  | 7232 | 1392026146
Kotamobagu, Sulawesi Utara, Indonesia | Kotamobagu | Kotamobagu | 0.7333 | 124.3167 | Indonesia | ID | IDN | Sulawesi Utara |  | 120597 | 1360015626
Kotel, Sliven, Bulgaria | Kotel | Kotel | 42.8894 | 26.4469 | Bulgaria | BG | BGR | Sliven |  | 6021 | 1100910228
Kotelnich, Kirovskaya Oblast’, Russia | Kotelnich | Kotelnich | 58.3089 | 48.3481 | Russia | RU | RUS | Kirovskaya Oblast’ |  | 23682 | 1643742016
Kotelniki, Moskovskaya Oblast’, Russia | Kotelniki | Kotelniki | 55.65 | 37.8667 | Russia | RU | RUS | Moskovskaya Oblast’ |  | 46763 | 1643514399
Kotelnikovo, Volgogradskaya Oblast’, Russia | Kotelnikovo | Kotelnikovo | 47.6333 | 43.1333 | Russia | RU | RUS | Volgogradskaya Oblast’ |  | 20172 | 1643615512
Kothāpet, Telangana, India | Kothāpet | Kothapet | 19.3333 | 79.4833 | India | IN | IND | Telangana |  | 57583 | 1356072921
Kotido, Kotido, Uganda | Kotido | Kotido | 2.9806 | 34.1331 | Uganda | UG | UGA | Kotido | admin |  | 1800371285
Kotka, Kymenlaakso, Finland | Kotka | Kotka | 60.4667 | 26.9458 | Finland | FI | FIN | Kymenlaakso | minor | 54319 | 1246200320
Kotlas, Arkhangel’skaya Oblast’, Russia | Kotlas | Kotlas | 61.25 | 46.65 | Russia | RU | RUS | Arkhangel’skaya Oblast’ |  | 61805 | 1643953441
Kotli, Azad Kashmir, Pakistan | Kotli | Kotli | 33.5156 | 73.9019 | Pakistan | PK | PAK | Azad Kashmir | minor | 21462 | 1586677063
Kotor, Kotor, Montenegro | Kotor | Kotor | 42.4254 | 18.7712 | Montenegro | ME | MNE | Kotor | admin |  | 1499573612
Kotovo, Volgogradskaya Oblast’, Russia | Kotovo | Kotovo | 50.3167 | 44.8 | Russia | RU | RUS | Volgogradskaya Oblast’ |  | 21990 | 1643692011
Kotovsk, Tambovskaya Oblast’, Russia | Kotovsk | Kotovsk | 52.5833 | 41.5 | Russia | RU | RUS | Tambovskaya Oblast’ |  | 29999 | 1643608746
Kottagūdem, Telangana, India | Kottagūdem | Kottagudem | 17.55 | 80.63 | India | IN | IND | Telangana |  | 79819 | 1356124457
Kötzting, Bavaria, Germany | Kötzting | Kotzting | 49.1769 | 12.855 | Germany | DE | DEU | Bavaria |  | 7498 | 1276036752
Kouango, Ouaka, Central African Republic | Kouango | Kouango | 4.9667 | 19.9833 | Central African Republic | CF | CAF | Ouaka |  | 6984 | 1140674244
Koudougou, Centre-Ouest, Burkina Faso | Koudougou | Koudougou | 12.25 | -2.3667 | Burkina Faso | BF | BFA | Centre-Ouest | admin | 87347 | 1854839075
Koufália, Kentrikí Makedonía, Greece | Koufália | Koufalia | 40.7792 | 22.5767 | Greece | GR | GRC | Kentrikí Makedonía | minor | 7850 | 1300114101
Koulamoutou, Ogooué-Lolo, Gabon | Koulamoutou | Koulamoutou | -1.1333 | 12.4833 | Gabon | GA | GAB | Ogooué-Lolo | admin | 16222 | 1266049565
Koulikoro, Koulikoro, Mali | Koulikoro | Koulikoro | 12.8833 | -7.55 | Mali | ML | MLI | Koulikoro | admin | 23919 | 1466411645
Koumra, Mandoul, Chad | Koumra | Koumra | 8.9 | 17.55 | Chad | TD | TCD | Mandoul | admin | 39852 | 1148599298
Koundara, Boké, Guinea | Koundara | Koundara | 12.48 | -13.296 | Guinea | GN | GIN | Boké | minor | 13990 | 1324267190
Kounoupidianá, Kríti, Greece | Kounoupidianá | Kounoupidiana | 35.536 | 24.076 | Greece | GR | GRC | Kríti |  | 6334 | 1300694718
Koupéla, Centre-Est, Burkina Faso | Koupéla | Koupela | 12.177 | -0.356 | Burkina Faso | BF | BFA | Centre-Est | minor | 32052 | 1854841246
Kourou, , French Guiana | Kourou | Kourou | 5.16 | -52.6499 | French Guiana | GF | GUF |  | minor | 24029 | 1254317561
Kouroussa, Kankan, Guinea | Kouroussa | Kouroussa | 10.653 | -9.892 | Guinea | GN | GIN | Kankan | minor | 14223 | 1324187341
Koutiala, Sikasso, Mali | Koutiala | Koutiala | 12.3904 | -5.47 | Mali | ML | MLI | Sikasso | minor | 104927 | 1466253368
Kouvola, Kymenlaakso, Finland | Kouvola | Kouvola | 60.8681 | 26.7042 | Finland | FI | FIN | Kymenlaakso | admin | 85855 | 1246167296
Kovačica, Kovačica, Serbia | Kovačica | Kovacica | 45.1117 | 20.6214 | Serbia | RS | SRB | Kovačica | admin |  | 1688530993
Kovda, Murmanskaya Oblast’, Russia | Kovda | Kovda | 66.6903 | 32.8702 | Russia | RU | RUS | Murmanskaya Oblast’ |  | 20 | 1643959579
Kovdor, Murmanskaya Oblast’, Russia | Kovdor | Kovdor | 67.5594 | 30.4667 | Russia | RU | RUS | Murmanskaya Oblast’ |  | 16623 | 1643366927
Kovel’, Volyns’ka Oblast’, Ukraine | Kovel’ | Kovel' | 51.2167 | 24.7167 | Ukraine | UA | UKR | Volyns’ka Oblast’ | minor | 69089 | 1804093604
Kovin, Kovin, Serbia | Kovin | Kovin | 44.7475 | 20.9761 | Serbia | RS | SRB | Kovin | admin |  | 1688830508
Kovrov, Vladimirskaya Oblast’, Russia | Kovrov | Kovrov | 56.3606 | 41.3197 | Russia | RU | RUS | Vladimirskaya Oblast’ |  | 138552 | 1643110693
Kovvūr, Andhra Pradesh, India | Kovvūr | Kovvur | 17.0167 | 81.7333 | India | IN | IND | Andhra Pradesh |  | 39667 | 1356652394
Kovylkino, Mordoviya, Russia | Kovylkino | Kovylkino | 54.0333 | 43.9167 | Russia | RU | RUS | Mordoviya |  | 19488 | 1643328958
Kōzaki, Chiba, Japan | Kōzaki | Kozaki | 35.9017 | 140.4053 | Japan | JP | JPN | Chiba |  | 5827 | 1392568918
Kozan, Adana, Turkey | Kozan | Kozan | 37.4507 | 35.8123 | Turkey | TR | TUR | Adana | minor | 130495 | 1792567030
Kozáni, Dytikí Makedonía, Greece | Kozáni | Kozani | 40.3007 | 21.789 | Greece | GR | GRC | Dytikí Makedonía | admin | 41066 | 1300407295
Kozármisleny, Baranya, Hungary | Kozármisleny | Kozarmisleny | 46.0289 | 18.2925 | Hungary | HU | HUN | Baranya |  | 6215 | 1348357791
Kozelsk, Kaluzhskaya Oblast’, Russia | Kozelsk | Kozelsk | 54.0333 | 35.7833 | Russia | RU | RUS | Kaluzhskaya Oblast’ |  | 16443 | 1643293500
Kozina, Hrpelje-Kozina, Slovenia | Kozina | Kozina | 45.61 | 13.9356 | Slovenia | SI | SVN | Hrpelje-Kozina | admin |  | 1705465646
Kozje, Kozje, Slovenia | Kozje | Kozje | 46.075 | 15.5603 | Slovenia | SI | SVN | Kozje | admin |  | 1705548274
Kozloduy, Vratsa, Bulgaria | Kozloduy | Kozloduy | 43.7781 | 23.7275 | Bulgaria | BG | BGR | Vratsa | minor | 12400 | 1100662672
Kozlovka, Chuvashiya, Russia | Kozlovka | Kozlovka | 55.8333 | 48.25 | Russia | RU | RUS | Chuvashiya |  | 8866 | 1643561903
Kozlu, Zonguldak, Turkey | Kozlu | Kozlu | 41.4333 | 31.75 | Turkey | TR | TUR | Zonguldak | minor | 48381 | 1792656929
Kozmodemyansk, Mariy-El, Russia | Kozmodemyansk | Kozmodemyansk | 56.3419 | 46.5636 | Russia | RU | RUS | Mariy-El |  | 20505 | 1643473458
Kozyatyn, Vinnyts’ka Oblast’, Ukraine | Kozyatyn | Kozyatyn | 49.7167 | 28.8333 | Ukraine | UA | UKR | Vinnyts’ka Oblast’ | minor | 23610 | 1804731678
Kpalimé, Plateaux, Togo | Kpalimé | Kpalime | 6.91 | 0.6281 | Togo | TG | TGO | Plateaux |  | 100479 | 1768253626
Krabi, Krabi, Thailand | Krabi | Krabi | 8.0592 | 98.9189 | Thailand | TH | THA | Krabi | admin | 30499 | 1764587855
Kragujevac, Kragujevac, Serbia | Kragujevac | Kragujevac | 44.0142 | 20.9394 | Serbia | RS | SRB | Kragujevac | admin | 150623 | 1688832387
Kraków, Małopolskie, Poland | Kraków | Krakow | 50.0614 | 19.9372 | Poland | PL | POL | Małopolskie | admin | 766739 | 1616172264
Kralendijk, , Netherlands | Kralendijk | Kralendijk | 12.1508 | -68.2767 | Netherlands | NL | NLD |  | admin | 12531 | 1528693863
Kraljevo, Kraljevo, Serbia | Kraljevo | Kraljevo | 43.7234 | 20.687 | Serbia | RS | SRB | Kraljevo | admin | 66688 | 1688625234
Kráľovský Chlmec, Košický, Slovakia | Kráľovský Chlmec | Kral'ovsky Chlmec | 48.4233 | 21.9797 | Slovakia | SK | SVK | Košický |  | 7505 | 1703165368
Kralupy nad Vltavou, Středočeský Kraj, Czechia | Kralupy nad Vltavou | Kralupy nad Vltavou | 50.2411 | 14.3116 | Czechia | CZ | CZE | Středočeský Kraj |  | 18388 | 1203317115
Králŭv Dvŭr, Středočeský Kraj, Czechia | Králŭv Dvŭr | Kraluv Dvur | 49.9499 | 14.0345 | Czechia | CZ | CZE | Středočeský Kraj |  | 9690 | 1203703070
Kramatorsk, Donets’ka Oblast’, Ukraine | Kramatorsk | Kramatorsk | 48.7208 | 37.5556 | Ukraine | UA | UKR | Donets’ka Oblast’ |  | 159445 | 1804461469
Kranj, Kranj, Slovenia | Kranj | Kranj | 46.2389 | 14.3556 | Slovenia | SI | SVN | Kranj | admin | 56081 | 1705842003
Kranjska Gora, Kranjska Gora, Slovenia | Kranjska Gora | Kranjska Gora | 46.4839 | 13.7894 | Slovenia | SI | SVN | Kranjska Gora | admin |  | 1705443136
Kranuan, Khon Kaen, Thailand | Kranuan | Kranuan | 16.7081 | 103.0811 | Thailand | TH | THA | Khon Kaen | minor | 10726 | 1764256426
Krapina, Krapinsko-Zagorska Županija, Croatia | Krapina | Krapina | 46.1589 | 15.8744 | Croatia | HR | HRV | Krapinsko-Zagorska Županija | admin |  | 1191389404
Krapkowice, Opolskie, Poland | Krapkowice | Krapkowice | 50.4751 | 17.9654 | Poland | PL | POL | Opolskie | minor | 16721 | 1616664766
Krasavino, Vologodskaya Oblast’, Russia | Krasavino | Krasavino | 60.9667 | 46.4833 | Russia | RU | RUS | Vologodskaya Oblast’ |  | 6021 | 1643080380
Krāslava, Krāslavas Novads, Latvia | Krāslava | Kraslava | 55.8956 | 27.1644 | Latvia | LV | LVA | Krāslavas Novads | admin | 7978 | 1428739484
Kraslice, Karlovarský Kraj, Czechia | Kraslice | Kraslice | 50.3238 | 12.5176 | Czechia | CZ | CZE | Karlovarský Kraj |  | 6767 | 1203123355
Krásno nad Kysucou, Žilinský, Slovakia | Krásno nad Kysucou | Krasno nad Kysucou | 49.3978 | 18.8364 | Slovakia | SK | SVK | Žilinský |  | 6783 | 1703284159
Krasnoarmeysk, Moskovskaya Oblast’, Russia | Krasnoarmeysk | Krasnoarmeysk | 56.1 | 38.1333 | Russia | RU | RUS | Moskovskaya Oblast’ |  | 26519 | 1643779487
Krasnoarmeysk, Saratovskaya Oblast’, Russia | Krasnoarmeysk | Krasnoarmeysk | 51.0167 | 45.7 | Russia | RU | RUS | Saratovskaya Oblast’ |  | 22994 | 1643504367
Krasnodar, Krasnodarskiy Kray, Russia | Krasnodar | Krasnodar | 45.0333 | 38.9833 | Russia | RU | RUS | Krasnodarskiy Kray | admin | 881476 | 1643438227
Krasnodon, Luhans’ka Oblast’, Ukraine | Krasnodon | Krasnodon | 48.3 | 39.7333 | Ukraine | UA | UKR | Luhans’ka Oblast’ | minor | 43683 | 1804346804
Krasnogorsk, Moskovskaya Oblast’, Russia | Krasnogorsk | Krasnogorsk | 55.8167 | 37.3333 | Russia | RU | RUS | Moskovskaya Oblast’ |  | 171793 | 1643674336
Krasnogorsk, Sakhalinskaya Oblast’, Russia | Krasnogorsk | Krasnogorsk | 48.4615 | 142.09 | Russia | RU | RUS | Sakhalinskaya Oblast’ |  | 3304 | 1643415310
Krasnogvardeyskoye, Belgorodskaya Oblast’, Russia | Krasnogvardeyskoye | Krasnogvardeyskoye | 50.65 | 38.4 | Russia | RU | RUS | Belgorodskaya Oblast’ |  | 7205 | 1643183314
Krasnokamensk, Zabaykal’skiy Kray, Russia | Krasnokamensk | Krasnokamensk | 50.1 | 118.0333 | Russia | RU | RUS | Zabaykal’skiy Kray |  | 52811 | 1643383674
Krasnokamsk, Permskiy Kray, Russia | Krasnokamsk | Krasnokamsk | 58.0833 | 55.75 | Russia | RU | RUS | Permskiy Kray |  | 53631 | 1643177240
Krasnoslobodsk, Volgogradskaya Oblast’, Russia | Krasnoslobodsk | Krasnoslobodsk | 48.7 | 44.5667 | Russia | RU | RUS | Volgogradskaya Oblast’ |  | 17327 | 1643897251
Krasnoslobodsk, Mordoviya, Russia | Krasnoslobodsk | Krasnoslobodsk | 54.4333 | 43.7833 | Russia | RU | RUS | Mordoviya |  | 9397 | 1643898157
Krasnotur’insk, Sverdlovskaya Oblast’, Russia | Krasnotur’insk | Krasnotur'insk | 59.7733 | 60.1853 | Russia | RU | RUS | Sverdlovskaya Oblast’ |  | 57514 | 1643475253
Krasnoufimsk, Sverdlovskaya Oblast’, Russia | Krasnoufimsk | Krasnoufimsk | 56.6167 | 57.7667 | Russia | RU | RUS | Sverdlovskaya Oblast’ |  | 38395 | 1643806300
Krasnouralsk, Sverdlovskaya Oblast’, Russia | Krasnouralsk | Krasnouralsk | 58.35 | 60.05 | Russia | RU | RUS | Sverdlovskaya Oblast’ |  | 22996 | 1643663207
Krasnovishersk, Permskiy Kray, Russia | Krasnovishersk | Krasnovishersk | 60.4 | 57.0667 | Russia | RU | RUS | Permskiy Kray |  | 15359 | 1643010731
Krasnoyarsk, Krasnoyarskiy Kray, Russia | Krasnoyarsk | Krasnoyarsk | 56.0167 | 92.8667 | Russia | RU | RUS | Krasnoyarskiy Kray | admin | 1083865 | 1643544975
Krasnozavodsk, Moskovskaya Oblast’, Russia | Krasnozavodsk | Krasnozavodsk | 56.4381 | 38.2294 | Russia | RU | RUS | Moskovskaya Oblast’ |  | 13076 | 1643009707
Krasnoznamensk, Moskovskaya Oblast’, Russia | Krasnoznamensk | Krasnoznamensk | 55.6 | 37.0333 | Russia | RU | RUS | Moskovskaya Oblast’ |  | 41769 | 1643985194
Krasnyy Kholm, Tverskaya Oblast’, Russia | Krasnyy Kholm | Krasnyy Kholm | 58.05 | 37.0167 | Russia | RU | RUS | Tverskaya Oblast’ |  | 5140 | 1643698781
Krasnyy Kut, Saratovskaya Oblast’, Russia | Krasnyy Kut | Krasnyy Kut | 50.95 | 46.9667 | Russia | RU | RUS | Saratovskaya Oblast’ |  | 14483 | 1643654009
Krasnyy Sulin, Rostovskaya Oblast’, Russia | Krasnyy Sulin | Krasnyy Sulin | 47.8833 | 40.0667 | Russia | RU | RUS | Rostovskaya Oblast’ | minor | 38284 | 1643848888
Krathum Baen, Samut Sakhon, Thailand | Krathum Baen | Krathum Baen | 13.6519 | 100.2572 | Thailand | TH | THA | Samut Sakhon | minor | 21904 | 1764425264
Kratie, Kratie, Cambodia | Kratie | Kratie | 12.4881 | 106.0188 | Cambodia | KH | KHM | Kratie | admin | 60000 | 1116453792
Kratovo, Kratovo, Macedonia | Kratovo | Kratovo | 42.0783 | 22.175 | Macedonia | MK | MKD | Kratovo | admin | 6924 | 1807262234
Kraulshavn, Qaasuitsup, Greenland | Kraulshavn | Kraulshavn | 74.121 | -57.0674 | Greenland | GL | GRL | Qaasuitsup |  | 204 | 1304966853
Kravaře, Moravskoslezský Kraj, Czechia | Kravaře | Kravare | 49.932 | 18.0048 | Czechia | CZ | CZE | Moravskoslezský Kraj |  | 6717 | 1203621648
Krefeld, North Rhine-Westphalia, Germany | Krefeld | Krefeld | 51.3333 | 6.5667 | Germany | DE | DEU | North Rhine-Westphalia | minor | 227020 | 1276149829
Kremastí, Notío Aigaío, Greece | Kremastí | Kremasti | 36.4105 | 28.1191 | Greece | GR | GRC | Notío Aigaío |  | 5363 | 1300559185
Kremenchuk, Poltavs’ka Oblast’, Ukraine | Kremenchuk | Kremenchuk | 49.0775 | 33.4239 | Ukraine | UA | UKR | Poltavs’ka Oblast’ | minor | 234073 | 1804343754
Kremenets’, Ternopil’s’ka Oblast’, Ukraine | Kremenets’ | Kremenets' | 50.1081 | 25.7275 | Ukraine | UA | UKR | Ternopil’s’ka Oblast’ | minor | 20837 | 1804050857
Kremmen, Brandenburg, Germany | Kremmen | Kremmen | 52.7667 | 13.0331 | Germany | DE | DEU | Brandenburg |  | 7657 | 1276977885
Kremnica, Banskobystrický, Slovakia | Kremnica | Kremnica | 48.7044 | 18.9183 | Slovakia | SK | SVK | Banskobystrický |  | 5358 | 1703202488
Krems an der Donau, Niederösterreich, Austria | Krems an der Donau | Krems an der Donau | 48.4167 | 15.6167 | Austria | AT | AUT | Niederösterreich | minor | 24610 | 1040577668
Kretinga, Kretinga, Lithuania | Kretinga | Kretinga | 55.8758 | 21.2508 | Lithuania | LT | LTU | Kretinga | admin | 17787 | 1440720895
Kreuzlingen, Thurgau, Switzerland | Kreuzlingen | Kreuzlingen | 47.6458 | 9.1783 | Switzerland | CH | CHE | Thurgau | minor | 21801 | 1756463563
Kreuztal, North Rhine-Westphalia, Germany | Kreuztal | Kreuztal | 50.962 | 8.0064 | Germany | DE | DEU | North Rhine-Westphalia |  | 31187 | 1276001601
Kribi, Sud, Cameroon | Kribi | Kribi | 2.95 | 9.9167 | Cameroon | CM | CMR | Sud |  | 60000 | 1120360100
Krichim, Plovdiv, Bulgaria | Krichim | Krichim | 42.0414 | 24.47 | Bulgaria | BG | BGR | Plovdiv |  | 9188 | 1100205448
Kriens, Luzern, Switzerland | Kriens | Kriens | 47.0344 | 8.28 | Switzerland | CH | CHE | Luzern |  | 26997 | 1756901807
Krishnanagar, West Bengal, India | Krishnanagar | Krishnanagar | 23.4 | 88.5 | India | IN | IND | West Bengal |  | 153062 | 1356128689
Kristiansand, Vest-Agder, Norway | Kristiansand | Kristiansand | 58.1467 | 7.9956 | Norway | NO | NOR | Vest-Agder | minor | 64057 | 1578642977
Kristianstad, Skåne, Sweden | Kristianstad | Kristianstad | 56.0337 | 14.1333 | Sweden | SE | SWE | Skåne | minor | 32188 | 1752606470
Kristiansund, Møre og Romsdal, Norway | Kristiansund | Kristiansund | 63.1105 | 7.7279 | Norway | NO | NOR | Møre og Romsdal | minor | 18273 | 1578717143
Kristinestad, Pohjanmaa, Finland | Kristinestad | Kristinestad | 62.2736 | 21.3778 | Finland | FI | FIN | Pohjanmaa | minor | 6793 | 1246079000
Kriva Palanka, Kriva Palanka, Macedonia | Kriva Palanka | Kriva Palanka | 42.2017 | 22.3317 | Macedonia | MK | MKD | Kriva Palanka | admin | 14558 | 1807058849
Krivogaštani, Krivogaštani, Macedonia | Krivogaštani | Krivogastani | 41.3369 | 21.3311 | Macedonia | MK | MKD | Krivogaštani | admin |  | 1807293579
Križevci, Križevci, Slovenia | Križevci | Krizevci | 46.5683 | 16.1386 | Slovenia | SI | SVN | Križevci | admin |  | 1705138690
Križevci, Koprivničko-Križevačka Županija, Croatia | Križevci | Krizevci | 46.0333 | 16.5333 | Croatia | HR | HRV | Koprivničko-Križevačka Županija | minor | 11231 | 1191282973
Krk, Primorsko-Goranska Županija, Croatia | Krk | Krk | 45.0261 | 14.5756 | Croatia | HR | HRV | Primorsko-Goranska Županija | minor | 6281 | 1191228076
Krnov, Moravskoslezský Kraj, Czechia | Krnov | Krnov | 50.0897 | 17.7039 | Czechia | CZ | CZE | Moravskoslezský Kraj |  | 23257 | 1203745289
Kroměříž, Zlínský Kraj, Czechia | Kroměříž | Kromeriz | 49.2979 | 17.3931 | Czechia | CZ | CZE | Zlínský Kraj |  | 28620 | 1203995171
Krompachy, Košický, Slovakia | Krompachy | Krompachy | 48.9167 | 20.8744 | Slovakia | SK | SVK | Košický |  | 8828 | 1703996106
Kronach, Bavaria, Germany | Kronach | Kronach | 50.2411 | 11.3281 | Germany | DE | DEU | Bavaria | minor | 16874 | 1276212761
Kronberg, Hesse, Germany | Kronberg | Kronberg | 50.1797 | 8.5085 | Germany | DE | DEU | Hesse |  | 18311 | 1276558702
Kronenwetter, Wisconsin, United States | Kronenwetter | Kronenwetter | 44.8164 | -89.5807 | United States | US | USA | Wisconsin |  | 8079 | 1840038099
Krong Kep, Kep, Cambodia | Krong Kep | Krong Kep | 10.4828 | 104.3167 | Cambodia | KH | KHM | Kep | admin | 35990 | 1116392544
Kroonstad, Free State, South Africa | Kroonstad | Kroonstad | -27.6456 | 27.2317 | South Africa | ZA | ZAF | Free State |  | 103992 | 1710508288
Kropotkin, Krasnodarskiy Kray, Russia | Kropotkin | Kropotkin | 45.4333 | 40.5667 | Russia | RU | RUS | Krasnodarskiy Kray |  | 78149 | 1643006243
Kropyvnytskyi, Kirovohrads’ka Oblast’, Ukraine | Kropyvnytskyi | Kropyvnytskyi | 48.5103 | 32.2667 | Ukraine | UA | UKR | Kirovohrads’ka Oblast’ | admin | 227413 | 1804374492
Krotoszyn, Wielkopolskie, Poland | Krotoszyn | Krotoszyn | 51.697 | 17.4357 | Poland | PL | POL | Wielkopolskie | minor | 29379 | 1616105817
Krško, Krško, Slovenia | Krško | Krsko | 45.959 | 15.4922 | Slovenia | SI | SVN | Krško | admin |  | 1705286396
Kruhlaye, Mahilyowskaya Voblasts’, Belarus | Kruhlaye | Kruhlaye | 54.2479 | 29.7966 | Belarus | BY | BLR | Mahilyowskaya Voblasts’ | minor | 7600 | 1112435342
Krujë, Durrës, Albania | Krujë | Kruje | 41.5178 | 19.7978 | Albania | AL | ALB | Durrës |  | 11721 | 1008696208
Krum, Texas, United States | Krum | Krum | 33.2652 | -97.2256 | United States | US | USA | Texas |  | 5036 | 1840020645
Krumbach, Bavaria, Germany | Krumbach | Krumbach | 48.2431 | 10.3633 | Germany | DE | DEU | Bavaria |  | 13293 | 1276275014
Krumë, Kukës, Albania | Krumë | Krume | 42.1961 | 20.4146 | Albania | AL | ALB | Kukës |  | 6006 | 1008823158
Krumovgrad, Kardzhali, Bulgaria | Krumovgrad | Krumovgrad | 41.4719 | 25.6528 | Bulgaria | BG | BGR | Kardzhali | minor | 8800 | 1100516476
Krupanj, Krupanj, Serbia | Krupanj | Krupanj | 44.3656 | 19.3619 | Serbia | RS | SRB | Krupanj | admin |  | 1688954602
Krupina, Banskobystrický, Slovakia | Krupina | Krupina | 48.35 | 19.0669 | Slovakia | SK | SVK | Banskobystrický | minor | 7890 | 1703921196
Krupka, Ústecký Kraj, Czechia | Krupka | Krupka | 50.6846 | 13.8583 | Czechia | CZ | CZE | Ústecký Kraj |  | 12633 | 1203244914
Krupki, Minskaya Voblasts’, Belarus | Krupki | Krupki | 54.325 | 29.1361 | Belarus | BY | BLR | Minskaya Voblasts’ | minor | 8500 | 1112668114
Kruševac, Kruševac, Serbia | Kruševac | Krusevac | 43.5833 | 21.3267 | Serbia | RS | SRB | Kruševac | admin | 58745 | 1688595236
Kruševo, Kruševo, Macedonia | Kruševo | Krusevo | 41.37 | 21.2483 | Macedonia | MK | MKD | Kruševo | admin | 5507 | 1807741715
Krychaw, Mahilyowskaya Voblasts’, Belarus | Krychaw | Krychaw | 53.7194 | 31.7139 | Belarus | BY | BLR | Mahilyowskaya Voblasts’ | minor | 24500 | 1112203208
Krymsk, Krasnodarskiy Kray, Russia | Krymsk | Krymsk | 44.9333 | 38 | Russia | RU | RUS | Krasnodarskiy Kray | minor | 57229 | 1643118471
Krynica, Małopolskie, Poland | Krynica | Krynica | 49.4222 | 20.9594 | Poland | PL | POL | Małopolskie |  | 11361 | 1616638760
Kryvyy Rih, Dnipropetrovs’ka Oblast’, Ukraine | Kryvyy Rih | Kryvyy Rih | 47.9086 | 33.3433 | Ukraine | UA | UKR | Dnipropetrovs’ka Oblast’ | minor | 629695 | 1804544901
Krzeszowice, Małopolskie, Poland | Krzeszowice | Krzeszowice | 50.1333 | 19.6333 | Poland | PL | POL | Małopolskie |  | 10281 | 1616471634
Ksar El Kebir, Tanger-Tétouan-Al Hoceïma, Morocco | Ksar El Kebir | Ksar El Kebir | 35.0204 | -5.91 | Morocco | MA | MAR | Tanger-Tétouan-Al Hoceïma |  | 306600 | 1504230428
Kstovo, Nizhegorodskaya Oblast’, Russia | Kstovo | Kstovo | 56.1517 | 44.1956 | Russia | RU | RUS | Nizhegorodskaya Oblast’ |  | 67874 | 1643713056
Kuacjok, Warrap, South Sudan | Kuacjok | Kuacjok | 8.31 | 27.99 | South Sudan | SS | SSD | Warrap | admin |  | 1728713745
Kuaidamao, Jilin, China | Kuaidamao | Kuaidamao | 41.68 | 125.75 | China | CN | CHN | Jilin | minor | 27227 | 1156106507
Kuala Belait, Belait, Brunei | Kuala Belait | Kuala Belait | 4.5833 | 114.1833 | Brunei | BN | BRN | Belait | admin | 30267 | 1096999548
Kuala Kapuas, Kalimantan Tengah, Indonesia | Kuala Kapuas | Kuala Kapuas | -3.0996 | 114.35 | Indonesia | ID | IDN | Kalimantan Tengah | minor | 35632 | 1360858401
Kuala Lipis, Pahang, Malaysia | Kuala Lipis | Kuala Lipis | 4.184 | 102.042 | Malaysia | MY | MYS | Pahang |  | 15448 | 1458124212
Kuala Lumpur, Kuala Lumpur, Malaysia | Kuala Lumpur | Kuala Lumpur | 3.1478 | 101.6953 | Malaysia | MY | MYS | Kuala Lumpur | primary | 8285000 | 1458988644
Kuala Terengganu, Terengganu, Malaysia | Kuala Terengganu | Kuala Terengganu | 5.3303 | 103.1408 | Malaysia | MY | MYS | Terengganu | admin | 255109 | 1458475563
Kuantan, Pahang, Malaysia | Kuantan | Kuantan | 3.8167 | 103.3333 | Malaysia | MY | MYS | Pahang | admin | 607778 | 1458763489
Kubinka, Moskovskaya Oblast’, Russia | Kubinka | Kubinka | 55.5764 | 36.6947 | Russia | RU | RUS | Moskovskaya Oblast’ |  | 20157 | 1643021922
Kubrat, Razgrad, Bulgaria | Kubrat | Kubrat | 43.7967 | 26.5011 | Bulgaria | BG | BGR | Razgrad | minor | 10011 | 1100746291
Kučevo, Kučevo, Serbia | Kučevo | Kucevo | 44.4833 | 21.6667 | Serbia | RS | SRB | Kučevo | admin |  | 1688495771
Kuchinarai, Kalasin, Thailand | Kuchinarai | Kuchinarai | 16.5318 | 104.044 | Thailand | TH | THA | Kalasin | minor | 11753 | 1764821226
Kuching, Sarawak, Malaysia | Kuching | Kuching | 1.5397 | 110.3542 | Malaysia | MY | MYS | Sarawak | admin | 325132 | 1458462262
Kuçovë, Berat, Albania | Kuçovë | Kucove | 40.8039 | 19.9144 | Albania | AL | ALB | Berat |  | 12654 | 1008520632
Kudahuvadhoo, Nilandhe Atholhu Dhekunuburi, Maldives | Kudahuvadhoo | Kudahuvadhoo | 2.6717 | 72.8936 | Maldives | MV | MDV | Nilandhe Atholhu Dhekunuburi | admin |  | 1462282241
Kudamatsu, Yamaguchi, Japan | Kudamatsu | Kudamatsu | 34.015 | 131.8703 | Japan | JP | JPN | Yamaguchi |  | 56634 | 1392936646
Kudymkar, Permskiy Kray, Russia | Kudymkar | Kudymkar | 59.0167 | 54.6667 | Russia | RU | RUS | Permskiy Kray | minor | 31370 | 1643283582
Kufstein, Tirol, Austria | Kufstein | Kufstein | 47.5833 | 12.1667 | Austria | AT | AUT | Tirol | minor | 19223 | 1040156374
Kuhmo, Kainuu, Finland | Kuhmo | Kuhmo | 64.125 | 29.5167 | Finland | FI | FIN | Kainuu | minor | 8806 | 1246485252
Kuiju, Shandong, China | Kuiju | Kuiju | 36.8528 | 119.3904 | China | CN | CHN | Shandong | minor | 581470 | 1156174997
Kuji, Iwate, Japan | Kuji | Kuji | 40.1903 | 141.7753 | Japan | JP | JPN | Iwate |  | 33556 | 1392882660
Kukës, Kukës, Albania | Kukës | Kukes | 42.0758 | 20.4231 | Albania | AL | ALB | Kukës | admin | 16719 | 1008649172
Kukichūō, Saitama, Japan | Kukichūō | Kukichuo | 36.0622 | 139.6669 | Japan | JP | JPN | Saitama |  | 151106 | 1392642279
Kuklen, Plovdiv, Bulgaria | Kuklen | Kuklen | 42.0353 | 24.7853 | Bulgaria | BG | BGR | Plovdiv |  | 7331 | 1100127749
Kukmor, Tatarstan, Russia | Kukmor | Kukmor | 56.1825 | 50.9064 | Russia | RU | RUS | Tatarstan |  | 17815 | 1643556564
Kula, Kula, Serbia | Kula | Kula | 45.6109 | 19.5274 | Serbia | RS | SRB | Kula | admin |  | 1688477275
Kula, Hawaii, United States | Kula | Kula | 20.7706 | -156.3284 | United States | US | USA | Hawaii |  | 7541 | 1840039188
Kulachi, Khyber Pakhtunkhwa, Pakistan | Kulachi | Kulachi | 31.9286 | 70.4592 | Pakistan | PK | PAK | Khyber Pakhtunkhwa |  | 24738 | 1586015711
Kulat, Bali, Indonesia | Kulat | Kulat | -8.7151 | 115.1841 | Indonesia | ID | IDN | Bali |  | 30012 | 1360003468
Kuldīga, Kuldīgas Novads, Latvia | Kuldīga | Kuldiga | 56.9672 | 21.97 | Latvia | LV | LVA | Kuldīgas Novads | admin | 11768 | 1428739306
Kulebaki, Nizhegorodskaya Oblast’, Russia | Kulebaki | Kulebaki | 55.4167 | 42.5167 | Russia | RU | RUS | Nizhegorodskaya Oblast’ |  | 32518 | 1643223914
Kulgam, Jammu and Kashmīr, India | Kulgam | Kulgam | 33.64 | 75.02 | India | IN | IND | Jammu and Kashmīr |  | 23584 | 1356729904
Kulhudhuffushi, Thiladhunmathee Dhekunuburi, Maldives | Kulhudhuffushi | Kulhudhuffushi | 6.6223 | 73.0702 | Maldives | MV | MDV | Thiladhunmathee Dhekunuburi | admin |  | 1462969197
Kullorsuaq, Qaasuitsup, Greenland | Kullorsuaq | Kullorsuaq | 74.5781 | -57.225 | Greenland | GL | GRL | Qaasuitsup |  | 450 | 1304004889
Kulmbach, Bavaria, Germany | Kulmbach | Kulmbach | 50.1 | 11.4333 | Germany | DE | DEU | Bavaria | minor | 25915 | 1276728110
Kŭlob, Khatlon, Tajikistan | Kŭlob | Kulob | 37.9119 | 69.7808 | Tajikistan | TJ | TJK | Khatlon | minor | 95000 | 1762798596
Kulpsville, Pennsylvania, United States | Kulpsville | Kulpsville | 40.244 | -75.3407 | United States | US | USA | Pennsylvania |  | 8208 | 1840005465
Külsheim, Baden-Württemberg, Germany | Külsheim | Kulsheim | 49.6694 | 9.5206 | Germany | DE | DEU | Baden-Württemberg |  | 5122 | 1276739235
Kulti, West Bengal, India | Kulti | Kulti | 23.73 | 86.85 | India | IN | IND | West Bengal |  | 313809 | 1356058458
Kulu, Konya, Turkey | Kulu | Kulu | 39.0901 | 33.0807 | Turkey | TR | TUR | Konya | minor | 50667 | 1792739957
Kulu, Himāchal Pradesh, India | Kulu | Kulu | 31.96 | 77.1 | India | IN | IND | Himāchal Pradesh |  | 18536 | 1356863384
Kulunda, Altayskiy Kray, Russia | Kulunda | Kulunda | 52.5827 | 78.9473 | Russia | RU | RUS | Altayskiy Kray |  | 15345 | 1643649266
Kulusuk, Sermersooq, Greenland | Kulusuk | Kulusuk | 65.5666 | -37.1833 | Greenland | GL | GRL | Sermersooq |  | 286 | 1304671891
Kumagaya, Saitama, Japan | Kumagaya | Kumagaya | 36.1472 | 139.3886 | Japan | JP | JPN | Saitama |  | 194959 | 1392500750
Kumamoto, Kumamoto, Japan | Kumamoto | Kumamoto | 32.8031 | 130.7078 | Japan | JP | JPN | Kumamoto | admin | 739393 | 1392106283
Kumano, Mie, Japan | Kumano | Kumano | 33.8833 | 136.1 | Japan | JP | JPN | Mie |  | 16140 | 1392123261
Kumanovo, Kumanovo, Macedonia | Kumanovo | Kumanovo | 42.1403 | 21.7136 | Macedonia | MK | MKD | Kumanovo | admin | 70842 | 1807301219
Kumasi, Ashanti, Ghana | Kumasi | Kumasi | 6.6833 | -1.6167 | Ghana | GH | GHA | Ashanti | admin | 2069350 | 1288181103
Kumba, South-West, Cameroon | Kumba | Kumba | 4.6333 | 9.45 | Cameroon | CM | CMR | South-West |  | 144413 | 1120492761
Kumbo, North-West, Cameroon | Kumbo | Kumbo | 6.2 | 10.66 | Cameroon | CM | CMR | North-West |  | 125486 | 1120679288
Kumertau, Bashkortostan, Russia | Kumertau | Kumertau | 52.7667 | 55.7833 | Russia | RU | RUS | Bashkortostan |  | 60164 | 1643237908
Kumi, Gyeongbuk, Korea, South | Kumi | Kumi | 36.21 | 128.3544 | Korea, South | KR | KOR | Gyeongbuk |  | 421075 | 1410638233
Kumi, Kumi, Uganda | Kumi | Kumi | 1.4608 | 33.9361 | Uganda | UG | UGA | Kumi | admin | 13000 | 1800429770
Kumo, Gombe, Nigeria | Kumo | Kumo | 10.0431 | 11.2183 | Nigeria | NG | NGA | Gombe | minor | 35712 | 1566501095
Kumul, Xinjiang, China | Kumul | Kumul | 42.827 | 93.515 | China | CN | CHN | Xinjiang | minor | 300848 | 1156131545
Kuna, Idaho, United States | Kuna | Kuna | 43.4869 | -116.3986 | United States | US | USA | Idaho |  | 22292 | 1840020047
Kundian, Punjab, Pakistan | Kundian | Kundian | 32.4522 | 71.4718 | Pakistan | PK | PAK | Punjab |  | 35406 | 1586180022
Kundiawa, Chimbu, Papua New Guinea | Kundiawa | Kundiawa | -6.023 | 144.96 | Papua New Guinea | PG | PNG | Chimbu | admin | 9383 | 1598730976
Kunduz, Kunduz, Afghanistan | Kunduz | Kunduz | 36.728 | 68.8725 | Afghanistan | AF | AFG | Kunduz | admin | 259809 | 1004227517
Kungsör, Västmanland, Sweden | Kungsör | Kungsor | 59.4227 | 16.1059 | Sweden | SE | SWE | Västmanland | minor | 5898 | 1752957577
Kungur, Permskiy Kray, Russia | Kungur | Kungur | 57.4333 | 56.9333 | Russia | RU | RUS | Permskiy Kray | minor | 65284 | 1643194296
Kunhegyes, Jász-Nagykun-Szolnok, Hungary | Kunhegyes | Kunhegyes | 47.37 | 20.6308 | Hungary | HU | HUN | Jász-Nagykun-Szolnok | minor | 7521 | 1348635256
Kunisakimachi-tsurugawa, Ōita, Japan | Kunisakimachi-tsurugawa | Kunisakimachi-tsurugawa | 33.5653 | 131.7317 | Japan | JP | JPN | Ōita |  | 26549 | 1392098659
Kunitachi, Tōkyō, Japan | Kunitachi | Kunitachi | 35.6839 | 139.4414 | Japan | JP | JPN | Tōkyō |  | 75156 | 1392309515
Kunming, Yunnan, China | Kunming | Kunming | 25.0433 | 102.7061 | China | CN | CHN | Yunnan | admin | 6250000 | 1156477539
Kunovice, Zlínský Kraj, Czechia | Kunovice | Kunovice | 49.045 | 17.4701 | Czechia | CZ | CZE | Zlínský Kraj |  | 5579 | 1203763674
Kunoy, , Faroe Islands | Kunoy | Kunoy | 62.2917 | -6.6702 | Faroe Islands | FO | FRO |  | admin |  | 1234932703
Kunp’o, Gyeonggi, Korea, South | Kunp’o | Kunp'o | 37.3675 | 126.9469 | Korea, South | KR | KOR | Gyeonggi |  | 285721 | 1410672540
Kunsan, Jeonbuk, Korea, South | Kunsan | Kunsan | 35.9786 | 126.7114 | Korea, South | KR | KOR | Jeonbuk |  | 275155 | 1410913202
Kunszentmárton, Jász-Nagykun-Szolnok, Hungary | Kunszentmárton | Kunszentmarton | 46.84 | 20.29 | Hungary | HU | HUN | Jász-Nagykun-Szolnok | minor | 8034 | 1348331856
Kunszentmiklós, Bács-Kiskun, Hungary | Kunszentmiklós | Kunszentmiklos | 47.0264 | 19.1228 | Hungary | HU | HUN | Bács-Kiskun | minor | 8248 | 1348358789
Kununurra, Western Australia, Australia | Kununurra | Kununurra | -15.7736 | 128.7386 | Australia | AU | AUS | Western Australia |  | 5308 | 1036556231
Künzelsau, Baden-Württemberg, Germany | Künzelsau | Kunzelsau | 49.2833 | 9.6833 | Germany | DE | DEU | Baden-Württemberg | minor | 15391 | 1276563190
Kuopio, Pohjois-Savo, Finland | Kuopio | Kuopio | 62.8925 | 27.6783 | Finland | FI | FIN | Pohjois-Savo | admin | 112117 | 1246334067
Kupang, Nusa Tenggara Timur, Indonesia | Kupang | Kupang | -10.1633 | 123.5778 | Indonesia | ID | IDN | Nusa Tenggara Timur | admin | 433970 | 1360696757
Kupiansk, Kharkivs’ka Oblast’, Ukraine | Kupiansk | Kupiansk | 49.7064 | 37.6167 | Ukraine | UA | UKR | Kharkivs’ka Oblast’ | minor | 6893 | 1804300255
Kupino, Novosibirskaya Oblast’, Russia | Kupino | Kupino | 54.3667 | 77.3 | Russia | RU | RUS | Novosibirskaya Oblast’ |  | 13777 | 1643059736
Kupiškis, Kupiškis, Lithuania | Kupiškis | Kupiskis | 55.8333 | 24.9667 | Lithuania | LT | LTU | Kupiškis | admin | 6321 | 1440122297
Kuppenheim, Baden-Württemberg, Germany | Kuppenheim | Kuppenheim | 48.8275 | 8.2544 | Germany | DE | DEU | Baden-Württemberg |  | 8330 | 1276892297
Kuqa, Xinjiang, China | Kuqa | Kuqa | 41.7277 | 82.9364 | China | CN | CHN | Xinjiang | minor | 111499 | 1156894895
Kurayoshi, Tottori, Japan | Kurayoshi | Kurayoshi | 35.43 | 133.8256 | Japan | JP | JPN | Tottori |  | 46943 | 1392359185
Kurchaloy, Chechnya, Russia | Kurchaloy | Kurchaloy | 43.2019 | 46.0881 | Russia | RU | RUS | Chechnya |  | 25672 | 1643001462
Kurchatov, Kurskaya Oblast’, Russia | Kurchatov | Kurchatov | 51.6667 | 35.65 | Russia | RU | RUS | Kurskaya Oblast’ |  | 38344 | 1643764083
Kürdəmir, Kürdəmir, Azerbaijan | Kürdəmir | Kurdamir | 40.3383 | 48.1608 | Azerbaijan | AZ | AZE | Kürdəmir | admin | 15385 | 1031160110
Kure, Hiroshima, Japan | Kure | Kure | 34.2492 | 132.5658 | Japan | JP | JPN | Hiroshima |  | 218351 | 1392991987
Kuressaare, Saaremaa, Estonia | Kuressaare | Kuressaare | 58.2533 | 22.4861 | Estonia | EE | EST | Saaremaa | admin | 13097 | 1233341219
Kurgan, Kurganskaya Oblast’, Russia | Kurgan | Kurgan | 55.4408 | 65.3411 | Russia | RU | RUS | Kurganskaya Oblast’ | admin | 322042 | 1643201853
Kurganinsk, Krasnodarskiy Kray, Russia | Kurganinsk | Kurganinsk | 44.8833 | 40.6 | Russia | RU | RUS | Krasnodarskiy Kray | minor | 48439 | 1643002399
Kurihara, Miyagi, Japan | Kurihara | Kurihara | 38.7303 | 141.0214 | Japan | JP | JPN | Miyagi |  | 65313 | 1392698850
Kurikka, Etelä-Pohjanmaa, Finland | Kurikka | Kurikka | 62.6167 | 22.4 | Finland | FI | FIN | Etelä-Pohjanmaa | minor | 21734 | 1246688374
Kuřim, Jihomoravský Kraj, Czechia | Kuřim | Kurim | 49.2985 | 16.5315 | Czechia | CZ | CZE | Jihomoravský Kraj |  | 10993 | 1203206546
Kuriyama, Hokkaidō, Japan | Kuriyama | Kuriyama | 43.0564 | 141.7842 | Japan | JP | JPN | Hokkaidō |  | 11687 | 1392201076
Kurnool, Andhra Pradesh, India | Kurnool | Kurnool | 15.8222 | 78.035 | India | IN | IND | Andhra Pradesh |  | 457633 | 1356058372
Kurobeshin, Toyama, Japan | Kurobeshin | Kurobeshin | 36.8667 | 137.45 | Japan | JP | JPN | Toyama |  | 40231 | 1392968736
Kuroishi, Aomori, Japan | Kuroishi | Kuroishi | 40.6428 | 140.5944 | Japan | JP | JPN | Aomori |  | 32376 | 1392880554
Kurort Steinbach-Hallenberg, Thuringia, Germany | Kurort Steinbach-Hallenberg | Kurort Steinbach-Hallenberg | 50.7006 | 10.5667 | Germany | DE | DEU | Thuringia |  | 9681 | 1276381862
Kurovskoye, Moskovskaya Oblast’, Russia | Kurovskoye | Kurovskoye | 55.5833 | 38.9167 | Russia | RU | RUS | Moskovskaya Oblast’ |  | 20844 | 1643003596
Kurri Kurri, New South Wales, Australia | Kurri Kurri | Kurri Kurri | -32.8167 | 151.4833 | Australia | AU | AUS | New South Wales |  | 6044 | 1036219161
Kuršėnai, Šiauliai, Lithuania | Kuršėnai | Kursenai | 55.9979 | 22.9415 | Lithuania | LT | LTU | Šiauliai |  | 11175 | 1440741018
Kursk, Kurskaya Oblast’, Russia | Kursk | Kursk | 51.7372 | 36.1872 | Russia | RU | RUS | Kurskaya Oblast’ | admin | 449063 | 1643011077
Kuršumlija, Kuršumlija, Serbia | Kuršumlija | Kursumlija | 43.1408 | 21.2678 | Serbia | RS | SRB | Kuršumlija | admin |  | 1688343996
Kurtamysh, Kurganskaya Oblast’, Russia | Kurtamysh | Kurtamysh | 54.9 | 64.4333 | Russia | RU | RUS | Kurganskaya Oblast’ |  | 16579 | 1643527477
Kuruman, Northern Cape, South Africa | Kuruman | Kuruman | -27.4597 | 23.4125 | South Africa | ZA | ZAF | Northern Cape |  | 10006 | 1710332978
Kurumul, Jiwaka, Papua New Guinea | Kurumul | Kurumul | -5.855 | 144.6311 | Papua New Guinea | PG | PNG | Jiwaka | admin |  | 1598000045
Kurunegala, North Western, Sri Lanka | Kurunegala | Kurunegala | 7.4833 | 80.3667 | Sri Lanka | LK | LKA | North Western | admin |  | 1144602660
Kusa, Chelyabinskaya Oblast’, Russia | Kusa | Kusa | 55.3333 | 59.4333 | Russia | RU | RUS | Chelyabinskaya Oblast’ |  | 17136 | 1643204008
Kuşadası, İzmir, Turkey | Kuşadası | Kusadasi | 37.8586 | 27.2594 | Turkey | TR | TUR | İzmir | minor | 113580 | 1792759260
Kusatsu, Shiga, Japan | Kusatsu | Kusatsu | 35.0167 | 135.9667 | Japan | JP | JPN | Shiga |  | 141928 | 1392082200
Kusatsu, Gunma, Japan | Kusatsu | Kusatsu | 36.6206 | 138.5961 | Japan | JP | JPN | Gunma |  | 6232 | 1392784382
Kusel, Rhineland-Palatinate, Germany | Kusel | Kusel | 49.5347 | 7.3981 | Germany | DE | DEU | Rhineland-Palatinate | minor | 5405 | 1276922495
Kushima, Miyazaki, Japan | Kushima | Kushima | 31.4645 | 131.2284 | Japan | JP | JPN | Miyazaki |  | 17363 | 1392989065
Kushimoto, Wakayama, Japan | Kushimoto | Kushimoto | 33.4725 | 135.7814 | Japan | JP | JPN | Wakayama |  | 15093 | 1392703742
Kūshk, Eşfahān, Iran | Kūshk | Kushk | 32.6425 | 51.4997 | Iran | IR | IRN | Eşfahān |  | 11264 | 1364515692
Kushva, Sverdlovskaya Oblast’, Russia | Kushva | Kushva | 58.2833 | 59.7333 | Russia | RU | RUS | Sverdlovskaya Oblast’ |  | 28060 | 1643697197
Küsnacht, Zürich, Switzerland | Küsnacht | Kusnacht | 47.3181 | 8.5825 | Switzerland | CH | CHE | Zürich |  | 14250 | 1756976671
Kusŏng, P’yŏngbuk, Korea, North | Kusŏng | Kusong | 39.9667 | 125.1667 | Korea, North | KP | PRK | P’yŏngbuk |  | 196515 | 1408227006
Kūstī, White Nile, Sudan | Kūstī | Kusti | 13.17 | 32.66 | Sudan | SD | SDN | White Nile |  | 345068 | 1729229371
Kütahya, Kütahya, Turkey | Kütahya | Kutahya | 39.4242 | 29.9833 | Turkey | TR | TUR | Kütahya | admin | 266784 | 1792671735
Kutaisi, Imereti, Georgia | Kutaisi | Kutaisi | 42.25 | 42.7 | Georgia | GE | GEO | Imereti | admin | 147900 | 1268369835
Kutchan, Hokkaidō, Japan | Kutchan | Kutchan | 42.9017 | 140.7592 | Japan | JP | JPN | Hokkaidō |  | 15132 | 1392245778
Kutná Hora, Středočeský Kraj, Czechia | Kutná Hora | Kutna Hora | 49.9484 | 15.2682 | Czechia | CZ | CZE | Středočeský Kraj |  | 20653 | 1203692740
Kutno, Łódzkie, Poland | Kutno | Kutno | 52.2333 | 19.3667 | Poland | PL | POL | Łódzkie | minor | 47557 | 1616586955
Kutztown, Pennsylvania, United States | Kutztown | Kutztown | 40.5213 | -75.7772 | United States | US | USA | Pennsylvania |  | 10137 | 1840001178
Kuusamo, Pohjois-Pohjanmaa, Finland | Kuusamo | Kuusamo | 65.9667 | 29.1667 | Finland | FI | FIN | Pohjois-Pohjanmaa | minor | 15688 | 1246292850
Kuvandyk, Orenburgskaya Oblast’, Russia | Kuvandyk | Kuvandyk | 51.4833 | 57.35 | Russia | RU | RUS | Orenburgskaya Oblast’ |  | 23763 | 1643197108
Kuvshinovo, Tverskaya Oblast’, Russia | Kuvshinovo | Kuvshinovo | 57.0333 | 34.1667 | Russia | RU | RUS | Tverskaya Oblast’ |  | 9068 | 1643901783
Kuwait City, Al ‘Āşimah, Kuwait | Kuwait City | Kuwait City | 29.375 | 47.98 | Kuwait | KW | KWT | Al ‘Āşimah | primary | 637411 | 1414102075
Kuwana, Mie, Japan | Kuwana | Kuwana | 35.0622 | 136.6839 | Japan | JP | JPN | Mie |  | 139587 | 1392018722
Kuybyshev, Novosibirskaya Oblast’, Russia | Kuybyshev | Kuybyshev | 55.4503 | 78.3075 | Russia | RU | RUS | Novosibirskaya Oblast’ |  | 44170 | 1643017442
Kūysinjaq, Arbīl, Iraq | Kūysinjaq | Kuysinjaq | 36.0828 | 44.6286 | Iraq | IQ | IRQ | Arbīl | minor | 19878 | 1368937180
Kuytun, Xinjiang, China | Kuytun | Kuytun | 44.4196 | 84.9012 | China | CN | CHN | Xinjiang | minor | 166261 | 1156287095
Kuzma, Kuzma, Slovenia | Kuzma | Kuzma | 46.8369 | 16.0833 | Slovenia | SI | SVN | Kuzma | admin |  | 1705411351
Kuznetsk, Penzenskaya Oblast’, Russia | Kuznetsk | Kuznetsk | 53.1167 | 46.6 | Russia | RU | RUS | Penzenskaya Oblast’ |  | 82276 | 1643787798
Kuzumaki, Iwate, Japan | Kuzumaki | Kuzumaki | 40.0397 | 141.4364 | Japan | JP | JPN | Iwate |  | 5671 | 1392191294
Kvívík, , Faroe Islands | Kvívík | Kvivik | 62.1186 | -7.0737 | Faroe Islands | FO | FRO |  | admin |  | 1234955585
Kwale, Kwale, Kenya | Kwale | Kwale | -4.1737 | 39.4521 | Kenya | KE | KEN | Kwale | admin |  | 1404769042
Kwekwe, Midlands, Zimbabwe | Kwekwe | Kwekwe | -18.9167 | 29.9833 | Zimbabwe | ZW | ZWE | Midlands |  | 93072 | 1716327793
Kwidzyn, Pomorskie, Poland | Kwidzyn | Kwidzyn | 53.7358 | 18.9308 | Poland | PL | POL | Pomorskie | minor | 40008 | 1616851475
Kwinana, Western Australia, Australia | Kwinana | Kwinana | -32.2394 | 115.7702 | Australia | AU | AUS | Western Australia |  | 20086 | 1036753478
Kyabram, Victoria, Australia | Kyabram | Kyabram | -36.3167 | 145.05 | Australia | AU | AUS | Victoria |  | 7321 | 1036000064
Kyakhta, Buryatiya, Russia | Kyakhta | Kyakhta | 50.35 | 106.45 | Russia | RU | RUS | Buryatiya |  | 20031 | 1643237220
Kyankwanzi, Kyankwanzi, Uganda | Kyankwanzi | Kyankwanzi | 1.1987 | 31.8062 | Uganda | UG | UGA | Kyankwanzi | admin |  | 1800427588
Kyaukpyu, Rakhine State, Burma | Kyaukpyu | Kyaukpyu | 19.4333 | 93.55 | Burma | MM | MMR | Rakhine State |  | 4261 | 1104321745
Kyegegwa, Kyegegwa, Uganda | Kyegegwa | Kyegegwa | 0.5022 | 31.0414 | Uganda | UG | UGA | Kyegegwa | admin |  | 1800719333
Kyenjojo, Kyenjojo, Uganda | Kyenjojo | Kyenjojo | 0.6328 | 30.6214 | Uganda | UG | UGA | Kyenjojo | admin |  | 1800420914
Kyiv, Kyyiv, Misto, Ukraine | Kyiv | Kyiv | 50.45 | 30.5236 | Ukraine | UA | UKR | Kyyiv, Misto | primary | 2967000 | 1804382913
Kyjov, Jihomoravský Kraj, Czechia | Kyjov | Kyjov | 49.0102 | 17.1225 | Czechia | CZ | CZE | Jihomoravský Kraj |  | 11185 | 1203980144
Kyle, Texas, United States | Kyle | Kyle | 29.9937 | -97.8859 | United States | US | USA | Texas |  | 48393 | 1840020907
Kyneton, Victoria, Australia | Kyneton | Kyneton | -37.2333 | 144.45 | Australia | AU | AUS | Victoria |  | 6951 | 1036250832
Kyŏngju, Gyeongbuk, Korea, South | Kyŏngju | Kyongju | 35.85 | 129.2167 | Korea, South | KR | KOR | Gyeongbuk |  | 264091 | 1410173146
Kyōto, Kyōto, Japan | Kyōto | Kyoto | 35.0111 | 135.7669 | Japan | JP | JPN | Kyōto | admin | 1805000 | 1392622735
Kyparissía, Peloponnísos, Greece | Kyparissía | Kyparissia | 37.2333 | 21.6667 | Greece | GR | GRC | Peloponnísos | minor | 5131 | 1300616536
Kyrenia, Kerýneia, Cyprus | Kyrenia | Kyrenia | 35.3403 | 33.3192 | Cyprus | CY | CYP | Kerýneia | admin | 33207 | 1196334499
Kyritz, Brandenburg, Germany | Kyritz | Kyritz | 52.9422 | 12.3972 | Germany | DE | DEU | Brandenburg |  | 9303 | 1276035237
Kyshtym, Chelyabinskaya Oblast’, Russia | Kyshtym | Kyshtym | 55.7139 | 60.5528 | Russia | RU | RUS | Chelyabinskaya Oblast’ |  | 36997 | 1643212206
Kysucké Nové Mesto, Žilinský, Slovakia | Kysucké Nové Mesto | Kysucke Nove Mesto | 49.3 | 18.7833 | Slovakia | SK | SVK | Žilinský | minor | 15132 | 1703666551
Kyustendil, Kyustendil, Bulgaria | Kyustendil | Kyustendil | 42.2811 | 22.6889 | Bulgaria | BG | BGR | Kyustendil | admin | 63359 | 1100543134
Kyzyl, Tyva, Russia | Kyzyl | Kyzyl | 51.7167 | 94.45 | Russia | RU | RUS | Tyva | admin | 116015 | 1643780385
Kyzyl-Kyya, Batken, Kyrgyzstan | Kyzyl-Kyya | Kyzyl-Kyya | 40.25 | 72.1167 | Kyrgyzstan | KG | KGZ | Batken |  | 31727 | 1417902733
L’Ancienne-Lorette, Quebec, Canada | L’Ancienne-Lorette | L'Ancienne-Lorette | 46.8 | -71.35 | Canada | CA | CAN | Quebec |  | 16745 | 1124580674
L’Aquila, Abruzzo, Italy | L’Aquila | L'Aquila | 42.3504 | 13.39 | Italy | IT | ITA | Abruzzo | admin | 68503 | 1380218474
L’Assomption, Quebec, Canada | L’Assomption | L'Assomption | 45.8333 | -73.4167 | Canada | CA | CAN | Quebec |  | 20065 | 1124500862
L’Epiphanie, Quebec, Canada | L’Epiphanie | L'Epiphanie | 45.85 | -73.4833 | Canada | CA | CAN | Quebec |  | 5353 | 1124599436
L’Haÿ-les-Roses, Île-de-France, France | L’Haÿ-les-Roses | L'Hay-les-Roses | 48.78 | 2.3374 | France | FR | FRA | Île-de-France | minor | 31204 | 1250707197
L’Île-Perrot, Quebec, Canada | L’Île-Perrot | L'Ile-Perrot | 45.3833 | -73.95 | Canada | CA | CAN | Quebec |  | 10756 | 1124063001
La Asunción, Nueva Esparta, Venezuela | La Asunción | La Asuncion | 11.0333 | -63.8833 | Venezuela | VE | VEN | Nueva Esparta | admin | 35084 | 1862490314
La Banda, Santiago del Estero, Argentina | La Banda | La Banda | -27.7333 | -64.25 | Argentina | AR | ARG | Santiago del Estero | minor | 106441 | 1032317566
La Bañeza, Castille-Leon, Spain | La Bañeza | La Baneza | 42.2975 | -5.9017 | Spain | ES | ESP | Castille-Leon |  | 10338 | 1724574131
La Barca, Jalisco, Mexico | La Barca | La Barca | 20.2903 | -102.5456 | Mexico | MX | MEX | Jalisco | minor | 35345 | 1484900173
La Broquerie, Manitoba, Canada | La Broquerie | La Broquerie | 49.3994 | -96.5103 | Canada | CA | CAN | Manitoba |  | 6076 | 1124000582
La Calera, Córdoba, Argentina | La Calera | La Calera | -31.3439 | -64.3353 | Argentina | AR | ARG | Córdoba |  | 32227 | 1032927400
La Cañada Flintridge, California, United States | La Cañada Flintridge | La Canada Flintridge | 34.2097 | -118.2002 | United States | US | USA | California |  | 20009 | 1840020510
La Carlota, Negros Occidental, Philippines | La Carlota | La Carlota | 10.4167 | 122.9167 | Philippines | PH | PHL | Negros Occidental |  | 64469 | 1608234277
La Ceiba, Atlántida, Honduras | La Ceiba | La Ceiba | 15.7631 | -86.797 | Honduras | HN | HND | Atlántida | admin | 145926 | 1340870189
La Celle-Saint-Cloud, Île-de-France, France | La Celle-Saint-Cloud | La Celle-Saint-Cloud | 48.8411 | 2.1344 | France | FR | FRA | Île-de-France |  | 20966 | 1250819039
La Chaux-de-Fonds, Neuchâtel, Switzerland | La Chaux-de-Fonds | La Chaux-de-Fonds | 47.0996 | 6.8296 | Switzerland | CH | CHE | Neuchâtel | minor | 38965 | 1756289727
La Chorrera, Panamá Oeste, Panama | La Chorrera | La Chorrera | 8.8792 | -79.7822 | Panama | PA | PAN | Panamá Oeste | admin | 68896 | 1591982720
La Ciotat, Provence-Alpes-Côte d’Azur, France | La Ciotat | La Ciotat | 43.1769 | 5.6086 | France | FR | FRA | Provence-Alpes-Côte d’Azur |  | 35174 | 1250000896
La Concordia, Esmeraldas, Ecuador | La Concordia | La Concordia | 0.0069 | -79.3958 | Ecuador | EC | ECU | Esmeraldas |  | 29003 | 1218975936
La Courneuve, Île-de-France, France | La Courneuve | La Courneuve | 48.9322 | 2.3967 | France | FR | FRA | Île-de-France |  | 43054 | 1250362239
La Crescent, Minnesota, United States | La Crescent | La Crescent | 43.8299 | -91.3043 | United States | US | USA | Minnesota |  | 5029 | 1840007938
La Crescenta-Montrose, California, United States | La Crescenta-Montrose | La Crescenta-Montrose | 34.2322 | -118.2353 | United States | US | USA | California |  | 19500 | 1840074182
La Crosse, Wisconsin, United States | La Crosse | La Crosse | 43.824 | -91.2268 | United States | US | USA | Wisconsin |  | 100693 | 1840002577
La Crucecita, Oaxaca, Mexico | La Crucecita | La Crucecita | 15.7753 | -96.1425 | Mexico | MX | MEX | Oaxaca |  | 13044 | 1484030886
La Cruz, Sinaloa, Mexico | La Cruz | La Cruz | 23.9214 | -106.8919 | Mexico | MX | MEX | Sinaloa | minor | 15657 | 1484243519
La Cruz, Guanacaste, Costa Rica | La Cruz | La Cruz | 11.0742 | -85.6294 | Costa Rica | CR | CRI | Guanacaste |  | 9195 | 1188840021
La Entrada, Copán, Honduras | La Entrada | La Entrada | 15.05 | -88.7333 | Honduras | HN | HND | Copán |  | 13949 | 1340911070
La Esmeralda, Amazonas, Venezuela | La Esmeralda | La Esmeralda | 3.1738 | -65.5466 | Venezuela | VE | VEN | Amazonas | minor | 150 | 1862255876
La Esperanza, Intibucá, Honduras | La Esperanza | La Esperanza | 14.3 | -88.1833 | Honduras | HN | HND | Intibucá | admin | 21000 | 1340614286
La Falda, Córdoba, Argentina | La Falda | La Falda | -31.0833 | -64.5 | Argentina | AR | ARG | Córdoba |  | 16335 | 1032413311
La Feria, Texas, United States | La Feria | La Feria | 26.1544 | -97.8255 | United States | US | USA | Texas |  | 7230 | 1840021041
La Follette, Tennessee, United States | La Follette | La Follette | 36.3718 | -84.1256 | United States | US | USA | Tennessee |  | 18884 | 1840036150
La Garde, Provence-Alpes-Côte d’Azur, France | La Garde | La Garde | 43.1256 | 6.0108 | France | FR | FRA | Provence-Alpes-Côte d’Azur |  | 25126 | 1250097779
La Garenne-Colombes, Île-de-France, France | La Garenne-Colombes | La Garenne-Colombes | 48.9056 | 2.2445 | France | FR | FRA | Île-de-France |  | 29169 | 1250897232
La Grande, Oregon, United States | La Grande | La Grande | 45.3243 | -118.0865 | United States | US | USA | Oregon |  | 15515 | 1840019924
La Grange, Illinois, United States | La Grange | La Grange | 41.8072 | -87.8741 | United States | US | USA | Illinois |  | 15322 | 1840011255
La Grange, New York, United States | La Grange | La Grange | 41.6787 | -73.8028 | United States | US | USA | New York |  | 15572 | 1840087585
La Grange, Kentucky, United States | La Grange | La Grange | 38.3987 | -85.375 | United States | US | USA | Kentucky |  | 9031 | 1840014287
La Grange, Texas, United States | La Grange | La Grange | 29.9129 | -96.8767 | United States | US | USA | Texas |  | 5384 | 1840020934
La Grange Park, Illinois, United States | La Grange Park | La Grange Park | 41.8308 | -87.8723 | United States | US | USA | Illinois |  | 13178 | 1840011256
La Grita, Táchira, Venezuela | La Grita | La Grita | 8.1333 | -71.9833 | Venezuela | VE | VEN | Táchira | minor | 88450 | 1862682610
La Guaira, Vargas, Venezuela | La Guaira | La Guaira | 10.6 | -66.9331 | Venezuela | VE | VEN | Vargas | admin | 275000 | 1862282663
La Habra, California, United States | La Habra | La Habra | 33.9278 | -117.9513 | United States | US | USA | California |  | 60513 | 1840020585
La Habra Heights, California, United States | La Habra Heights | La Habra Heights | 33.9602 | -117.951 | United States | US | USA | California |  | 6492 | 1840020511
La Herradura, Andalusia, Spain | La Herradura | La Herradura | 36.735 | -3.7372 | Spain | ES | ESP | Andalusia |  | 5133 | 1724582411
La Homa, Texas, United States | La Homa | La Homa | 26.2773 | -98.3579 | United States | US | USA | Texas |  | 12054 | 1840037093
La Huacana, Michoacán de Ocampo, Mexico | La Huacana | La Huacana | 18.9625 | -101.8069 | Mexico | MX | MEX | Michoacán de Ocampo | minor | 9374 | 1484078900
La Junta, Chihuahua, Mexico | La Junta | La Junta | 28.4778 | -107.3317 | Mexico | MX | MEX | Chihuahua |  | 8930 | 1484913185
La Junta, Colorado, United States | La Junta | La Junta | 37.9792 | -103.5473 | United States | US | USA | Colorado |  | 7963 | 1840020270
La Laguna, Canary Islands, Spain | La Laguna | La Laguna | 28.48 | -16.32 | Spain | ES | ESP | Canary Islands |  | 157503 | 1724625025
La Libertad, Petén, Guatemala | La Libertad | La Libertad | 16.7804 | -90.12 | Guatemala | GT | GTM | Petén | minor | 8646 | 1320389989
La Ligua, Valparaíso, Chile | La Ligua | La Ligua | -32.4494 | -71.2317 | Chile | CL | CHL | Valparaíso | minor | 19127 | 1152826056
La Lima, Cortés, Honduras | La Lima | La Lima | 15.433 | -87.917 | Honduras | HN | HND | Cortés |  | 53492 | 1340766612
La Línea de la Concepción, Andalusia, Spain | La Línea de la Concepción | La Linea de la Concepcion | 36.1611 | -5.3486 | Spain | ES | ESP | Andalusia |  | 63147 | 1724170346
La Louvière, Wallonia, Belgium | La Louvière | La Louviere | 50.4778 | 4.1881 | Belgium | BE | BEL | Wallonia |  | 80986 | 1056383929
La Madeleine, Hauts-de-France, France | La Madeleine | La Madeleine | 50.6558 | 3.071 | France | FR | FRA | Hauts-de-France |  | 21173 | 1250109731
La Magdalena Chichicaspa, México, Mexico | La Magdalena Chichicaspa | La Magdalena Chichicaspa | 19.4181 | -99.3228 | Mexico | MX | MEX | México |  | 12193 | 1484790302
La Malbaie, Quebec, Canada | La Malbaie | La Malbaie | 47.65 | -70.15 | Canada | CA | CAN | Quebec |  | 8271 | 1124466004
La Maná, Cotopaxi, Ecuador | La Maná | La Mana | -0.9417 | -79.2347 | Ecuador | EC | ECU | Cotopaxi |  | 23775 | 1218200586
La Marque, Texas, United States | La Marque | La Marque | 29.369 | -94.9957 | United States | US | USA | Texas |  | 17319 | 1840020972
La Massana, La Massana, Andorra | La Massana | La Massana | 42.5434 | 1.5148 | Andorra | AD | AND | La Massana | admin |  | 1020543453
La Mesa, California, United States | La Mesa | La Mesa | 32.7703 | -117.0204 | United States | US | USA | California |  | 59249 | 1840020625
La Mirada, California, United States | La Mirada | La Mirada | 33.9025 | -118.0093 | United States | US | USA | California |  | 48183 | 1840020512
La Misión, Hidalgo, Mexico | La Misión | La Mision | 21.1 | -99.1333 | Mexico | MX | MEX | Hidalgo |  | 10096 | 1484006779
La Moncada, Guanajuato, Mexico | La Moncada | La Moncada | 20.2667 | -100.8 | Mexico | MX | MEX | Guanajuato |  | 5100 | 1484000155
La Palma, California, United States | La Palma | La Palma | 33.8504 | -118.0406 | United States | US | USA | California |  | 15428 | 1840020586
La Palma, Darién, Panama | La Palma | La Palma | 8.3982 | -78.1402 | Panama | PA | PAN | Darién | admin | 1845 | 1591177082
La Palma, Pinar del Río, Cuba | La Palma | La Palma | 22.7472 | -83.5525 | Cuba | CU | CUB | Pinar del Río | minor | 35346 | 1192218029
La Paloma, Rocha, Uruguay | La Paloma | La Paloma | -34.67 | -54.17 | Uruguay | UY | URY | Rocha |  | 3230 | 1858559267
La Paz, La Paz, Bolivia | La Paz | La Paz | -16.4942 | -68.1475 | Bolivia | BO | BOL | La Paz | primary | 2867504 | 1068000064
La Paz, Baja California Sur, Mexico | La Paz | La Paz | 24.1422 | -110.3108 | Mexico | MX | MEX | Baja California Sur | admin | 244219 | 1484005187
La Paz, La Paz, Honduras | La Paz | La Paz | 14.3169 | -87.6831 | Honduras | HN | HND | La Paz | admin | 41250 | 1340290947
La Paz, Mendoza, Argentina | La Paz | La Paz | -33.4661 | -67.55 | Argentina | AR | ARG | Mendoza | minor | 4400 | 1032294439
La Pêche, Quebec, Canada | La Pêche | La Peche | 45.6833 | -75.9833 | Canada | CA | CAN | Quebec |  | 7863 | 1124001249
La Piedad, Michoacán de Ocampo, Mexico | La Piedad | La Piedad | 20.3333 | -102.0167 | Mexico | MX | MEX | Michoacán de Ocampo | minor | 99837 | 1484779296
La Plata, Buenos Aires, Argentina | La Plata | La Plata | -34.9333 | -57.95 | Argentina | AR | ARG | Buenos Aires | admin | 186527 | 1032403831
La Plata, Maryland, United States | La Plata | La Plata | 38.5352 | -76.9701 | United States | US | USA | Maryland |  | 9631 | 1840006177
La Porte, Texas, United States | La Porte | La Porte | 29.6689 | -95.0484 | United States | US | USA | Texas |  | 34976 | 1840020932
La Porte, Indiana, United States | La Porte | La Porte | 41.6077 | -86.7136 | United States | US | USA | Indiana |  | 21569 | 1840030063
La Prairie, Quebec, Canada | La Prairie | La Prairie | 45.42 | -73.5 | Canada | CA | CAN | Quebec |  | 23357 | 1124956496
La Presa, California, United States | La Presa | La Presa | 32.711 | -117.0027 | United States | US | USA | California |  | 37437 | 1840018023
La Puente, California, United States | La Puente | La Puente | 34.0323 | -117.9533 | United States | US | USA | California |  | 39614 | 1840020513
La Quiaca, Jujuy, Argentina | La Quiaca | La Quiaca | -22.1056 | -65.6 | Argentina | AR | ARG | Jujuy | minor | 13761 | 1032628832
La Quinta, California, United States | La Quinta | La Quinta | 33.6536 | -116.2785 | United States | US | USA | California |  | 41748 | 1840020559
La Reja, Buenos Aires, Argentina | La Reja | La Reja | -34.6394 | -58.8283 | Argentina | AR | ARG | Buenos Aires |  | 47839 | 1032013959
La Rioja, La Rioja, Argentina | La Rioja | La Rioja | -29.4131 | -66.8558 | Argentina | AR | ARG | La Rioja | admin | 180995 | 1032864257
La Riviera, California, United States | La Riviera | La Riviera | 38.5683 | -121.3544 | United States | US | USA | California |  | 10851 | 1840028382
La Rochelle, Nouvelle-Aquitaine, France | La Rochelle | La Rochelle | 46.1591 | -1.1517 | France | FR | FRA | Nouvelle-Aquitaine | minor | 75735 | 1250623782
La Roche-sur-Yon, Pays de la Loire, France | La Roche-sur-Yon | La Roche-sur-Yon | 46.6705 | -1.426 | France | FR | FRA | Pays de la Loire | minor | 54372 | 1250977109
La Romana, Yuma, Dominican Republic | La Romana | La Romana | 18.417 | -68.9666 | Dominican Republic | DO | DOM | Yuma | admin | 208437 | 1214760518
La Ronge, Saskatchewan, Canada | La Ronge | La Ronge | 55.1 | -105.3 | Canada | CA | CAN | Saskatchewan |  | 5671 | 1124763455
La Sarre, Quebec, Canada | La Sarre | La Sarre | 48.8 | -79.2 | Canada | CA | CAN | Quebec |  | 7719 | 1124902252
La Serena, Coquimbo, Chile | La Serena | La Serena | -29.9027 | -71.252 | Chile | CL | CHL | Coquimbo | admin | 221054 | 1152155065
La Seyne-sur-Mer, Provence-Alpes-Côte d’Azur, France | La Seyne-sur-Mer | La Seyne-sur-Mer | 43.1 | 5.883 | France | FR | FRA | Provence-Alpes-Côte d’Azur |  | 63936 | 1250392648
La Teste-de-Buch, Nouvelle-Aquitaine, France | La Teste-de-Buch | La Teste-de-Buch | 44.62 | -1.1457 | France | FR | FRA | Nouvelle-Aquitaine |  | 26078 | 1250666362
La Tour-de-Peilz, Vaud, Switzerland | La Tour-de-Peilz | La Tour-de-Peilz | 46.45 | 6.8667 | Switzerland | CH | CHE | Vaud |  | 11829 | 1756611497
La Trinidad, Benguet, Philippines | La Trinidad | La Trinidad | 16.4556 | 120.5903 | Philippines | PH | PHL | Benguet | admin |  | 1608000107
La Troncal, Cañar, Ecuador | La Troncal | La Troncal | -2.4278 | -79.3389 | Ecuador | EC | ECU | Cañar |  | 35259 | 1218086252
La Tuque, Quebec, Canada | La Tuque | La Tuque | 48.0652 | -74.0528 | Canada | CA | CAN | Quebec |  | 11001 | 1124000430
La Unión, La Unión, El Salvador | La Unión | La Union | 13.332 | -87.839 | El Salvador | SV | SLV | La Unión | admin | 26807 | 1222307415
La Unión, Los Ríos, Chile | La Unión | La Union | -40.2952 | -73.0822 | Chile | CL | CHL | Los Ríos | minor | 26517 | 1152649834
La Valette-du-Var, Provence-Alpes-Côte d’Azur, France | La Valette-du-Var | La Valette-du-Var | 43.1383 | 5.9831 | France | FR | FRA | Provence-Alpes-Côte d’Azur |  | 23884 | 1250438884
La Vega, Cibao Sur, Dominican Republic | La Vega | La Vega | 19.2242 | -70.5283 | Dominican Republic | DO | DOM | Cibao Sur | admin | 220279 | 1214691060
La Vergne, Tennessee, United States | La Vergne | La Vergne | 36.0203 | -86.5582 | United States | US | USA | Tennessee |  | 35716 | 1840014496
La Verne, California, United States | La Verne | La Verne | 34.1208 | -117.7702 | United States | US | USA | California |  | 31974 | 1840020514
La Victoria, Aragua, Venezuela | La Victoria | La Victoria | 10.2278 | -67.3336 | Venezuela | VE | VEN | Aragua | minor | 214492 | 1862054455
La Vista, Nebraska, United States | La Vista | La Vista | 41.1816 | -96.0666 | United States | US | USA | Nebraska |  | 17170 | 1840008263
Laa an der Thaya, Niederösterreich, Austria | Laa an der Thaya | Laa an der Thaya | 48.7167 | 16.3833 | Austria | AT | AUT | Niederösterreich |  | 6280 | 1040786111
Laage, Mecklenburg-Western Pomerania, Germany | Laage | Laage | 53.9322 | 12.3467 | Germany | DE | DEU | Mecklenburg-Western Pomerania |  | 6396 | 1276149730
Laakirchen, Oberösterreich, Austria | Laakirchen | Laakirchen | 47.9828 | 13.8242 | Austria | AT | AUT | Oberösterreich |  | 9861 | 1040055619
Laascaanood, Sool, Somalia | Laascaanood | Laascaanood | 8.4774 | 47.3597 | Somalia | SO | SOM | Sool | admin |  | 1706106404
Laatzen, Lower Saxony, Germany | Laatzen | Laatzen | 52.3077 | 9.8133 | Germany | DE | DEU | Lower Saxony |  | 41422 | 1276954154
Labasa, Macuata, Fiji | Labasa | Labasa | -16.4333 | 179.3667 | Fiji | FJ | FJI | Macuata |  | 27949 | 1242740801
Labé, Labé, Guinea | Labé | Labe | 11.3167 | -12.2833 | Guinea | GN | GIN | Labé | admin | 107695 | 1324900784
LaBelle, Florida, United States | LaBelle | LaBelle | 26.7219 | -81.4506 | United States | US | USA | Florida |  | 13563 | 1840015129
Labin, Istarska Županija, Croatia | Labin | Labin | 45.0833 | 14.1167 | Croatia | HR | HRV | Istarska Županija | minor | 11642 | 1191000718
Labinsk, Krasnodarskiy Kray, Russia | Labinsk | Labinsk | 44.6333 | 40.7333 | Russia | RU | RUS | Krasnodarskiy Kray | minor | 60164 | 1643209545
Laboulaye, Córdoba, Argentina | Laboulaye | Laboulaye | -34.1267 | -63.3911 | Argentina | AR | ARG | Córdoba | minor | 20534 | 1032996866
Labrador City, Newfoundland and Labrador, Canada | Labrador City | Labrador City | 52.95 | -66.9167 | Canada | CA | CAN | Newfoundland and Labrador |  | 7220 | 1124000773
Labuan, Labuan, Malaysia | Labuan | Labuan | 5.2803 | 115.2475 | Malaysia | MY | MYS | Labuan | admin |  | 1458460967
Labutta, Ayeyawady, Burma | Labutta | Labutta | 16.1619 | 94.7014 | Burma | MM | MMR | Ayeyawady |  | 1667 | 1104103403
Labytnangi, Yamalo-Nenetskiy Avtonomnyy Okrug, Russia | Labytnangi | Labytnangi | 66.65 | 66.4 | Russia | RU | RUS | Yamalo-Nenetskiy Avtonomnyy Okrug |  | 26281 | 1643017504
Laç, Lezhë, Albania | Laç | Lac | 41.6353 | 19.7131 | Albania | AL | ALB | Lezhë |  | 17086 | 1008762785
Lac-Brome, Quebec, Canada | Lac-Brome | Lac-Brome | 45.2167 | -72.5167 | Canada | CA | CAN | Quebec |  | 58889 | 1124000579
Lacey, Washington, United States | Lacey | Lacey | 47.046 | -122.7934 | United States | US | USA | Washington |  | 52592 | 1840019866
Lacey, New Jersey, United States | Lacey | Lacey | 39.8564 | -74.2624 | United States | US | USA | New Jersey |  | 28580 | 1840081603
Lachute, Quebec, Canada | Lachute | Lachute | 45.65 | -74.3333 | Canada | CA | CAN | Quebec |  | 12551 | 1124217062
Laçın, Laçın, Azerbaijan | Laçın | Lacin | 39.6408 | 46.5469 | Azerbaijan | AZ | AZE | Laçın | admin |  | 1031245091
Lackawanna, New York, United States | Lackawanna | Lackawanna | 42.8182 | -78.8326 | United States | US | USA | New York |  | 17720 | 1840000387
Lackland AFB, Texas, United States | Lackland AFB | Lackland AFB | 29.3867 | -98.6179 | United States | US | USA | Texas |  | 6454 | 1840074237
Lac-Mégantic, Quebec, Canada | Lac-Mégantic | Lac-Megantic | 45.5833 | -70.8833 | Canada | CA | CAN | Quebec |  | 5932 | 1124329615
Lacombe, Alberta, Canada | Lacombe | Lacombe | 52.4683 | -113.7369 | Canada | CA | CAN | Alberta |  | 13057 | 1124057569
Lacombe, Louisiana, United States | Lacombe | Lacombe | 30.3141 | -89.9311 | United States | US | USA | Louisiana |  | 8503 | 1840013942
Laconia, New Hampshire, United States | Laconia | Laconia | 43.5724 | -71.4775 | United States | US | USA | New Hampshire |  | 19371 | 1840002683
Lacy-Lakeview, Texas, United States | Lacy-Lakeview | Lacy-Lakeview | 31.6292 | -97.1052 | United States | US | USA | Texas |  | 6721 | 1840020818
Ladenburg, Baden-Württemberg, Germany | Ladenburg | Ladenburg | 49.4719 | 8.6092 | Germany | DE | DEU | Baden-Württemberg |  | 11537 | 1276610621
Ladera Heights, California, United States | Ladera Heights | Ladera Heights | 33.9972 | -118.374 | United States | US | USA | California |  | 7090 | 1840028381
Ladera Ranch, California, United States | Ladera Ranch | Ladera Ranch | 33.5491 | -117.6416 | United States | US | USA | California |  | 30288 | 1840028333
Ladson, South Carolina, United States | Ladson | Ladson | 33.0092 | -80.1078 | United States | US | USA | South Carolina |  | 15383 | 1840014254
Ladue, Missouri, United States | Ladue | Ladue | 38.6378 | -90.3815 | United States | US | USA | Missouri |  | 8616 | 1840008599
Lady Lake, Florida, United States | Lady Lake | Lady Lake | 28.9241 | -81.9299 | United States | US | USA | Florida |  | 16020 | 1840017229
Ladysmith, KwaZulu-Natal, South Africa | Ladysmith | Ladysmith | -28.5539 | 29.7825 | South Africa | ZA | ZAF | KwaZulu-Natal |  | 47375 | 1710998347
Ladysmith, British Columbia, Canada | Ladysmith | Ladysmith | 48.9975 | -123.8203 | Canada | CA | CAN | British Columbia |  | 8537 | 1124872385
Ladyzhyn, Vinnyts’ka Oblast’, Ukraine | Ladyzhyn | Ladyzhyn | 48.6667 | 29.2167 | Ukraine | UA | UKR | Vinnyts’ka Oblast’ |  | 22682 | 1804829324
Lae, Morobe, Papua New Guinea | Lae | Lae | -6.7333 | 146.9833 | Papua New Guinea | PG | PNG | Morobe | admin | 131052 | 1598466091
Lafayette, Louisiana, United States | Lafayette | Lafayette | 30.2084 | -92.0323 | United States | US | USA | Louisiana |  | 264357 | 1840015044
Lafayette, Indiana, United States | Lafayette | Lafayette | 40.399 | -86.8594 | United States | US | USA | Indiana |  | 157820 | 1840008354
Lafayette, Colorado, United States | Lafayette | Lafayette | 39.9949 | -105.0997 | United States | US | USA | Colorado |  | 99645 | 1840020180
Lafayette, California, United States | Lafayette | Lafayette | 37.8919 | -122.1189 | United States | US | USA | California |  | 26638 | 1840020284
LaFayette, Georgia, United States | LaFayette | LaFayette | 34.7088 | -85.2815 | United States | US | USA | Georgia |  | 7589 | 1840014656
Lafayette, Tennessee, United States | Lafayette | Lafayette | 36.5242 | -86.0307 | United States | US | USA | Tennessee |  | 5417 | 1840014423
Lafia, Nasarawa, Nigeria | Lafia | Lafia | 8.4904 | 8.52 | Nigeria | NG | NGA | Nasarawa | admin | 127236 | 1566042542
Lafrayta, Marrakech-Safi, Morocco | Lafrayta | Lafrayta | 31.932 | -7.26 | Morocco | MA | MAR | Marrakech-Safi |  | 11298 | 1504011173
Lagawe, Ifugao, Philippines | Lagawe | Lagawe | 16.8 | 121.1192 | Philippines | PH | PHL | Ifugao | admin |  | 1608396110
Lage, North Rhine-Westphalia, Germany | Lage | Lage | 51.9833 | 8.8 | Germany | DE | DEU | North Rhine-Westphalia |  | 35047 | 1276243855
Laghouat, Laghouat, Algeria | Laghouat | Laghouat | 33.81 | 2.88 | Algeria | DZ | DZA | Laghouat | admin | 113872 | 1012233848
Lagkadás, Kentrikí Makedonía, Greece | Lagkadás | Lagkadas | 40.75 | 23.0667 | Greece | GR | GRC | Kentrikí Makedonía | minor | 7764 | 1300163444
Lago Vista, Texas, United States | Lago Vista | Lago Vista | 30.4519 | -97.9908 | United States | US | USA | Texas |  | 6604 | 1840020893
Lagodekhi, K’akheti, Georgia | Lagodekhi | Lagodekhi | 41.8167 | 46.2833 | Georgia | GE | GEO | K’akheti | minor | 5198 | 1268532082
Lagos, Lagos, Nigeria | Lagos | Lagos | 6.45 | 3.4 | Nigeria | NG | NGA | Lagos | minor | 15279000 | 1566593751
Lagos, Faro, Portugal | Lagos | Lagos | 37.1 | -8.6667 | Portugal | PT | PRT | Faro | minor | 31049 | 1620635530
Lagos de Moreno, Jalisco, Mexico | Lagos de Moreno | Lagos de Moreno | 21.3564 | -101.9292 | Mexico | MX | MEX | Jalisco | minor | 164981 | 1484759605
LaGrange, Georgia, United States | LaGrange | LaGrange | 33.0274 | -85.0384 | United States | US | USA | Georgia |  | 35721 | 1840029147
Laguna, Santa Catarina, Brazil | Laguna | Laguna | -28.48 | -48.78 | Brazil | BR | BRA | Santa Catarina |  | 39711 | 1076025747
Laguna Beach, California, United States | Laguna Beach | Laguna Beach | 33.5448 | -117.7612 | United States | US | USA | California |  | 22827 | 1840020587
Laguna de Duero, Castille-Leon, Spain | Laguna de Duero | Laguna de Duero | 41.5831 | -4.7167 | Spain | ES | ESP | Castille-Leon |  | 22725 | 1724571345
Laguna Hills, California, United States | Laguna Hills | Laguna Hills | 33.592 | -117.6992 | United States | US | USA | California |  | 31207 | 1840020588
Laguna Niguel, California, United States | Laguna Niguel | Laguna Niguel | 33.5275 | -117.705 | United States | US | USA | California |  | 66385 | 1840020589
Laguna Woods, California, United States | Laguna Woods | Laguna Woods | 33.6098 | -117.7299 | United States | US | USA | California |  | 15850 | 1840020590
Lagunas, Tarapacá, Chile | Lagunas | Lagunas | -20.9829 | -69.6833 | Chile | CL | CHL | Tarapacá |  | 10 | 1152360178
Lahad Datu, Sabah, Malaysia | Lahad Datu | Lahad Datu | 5.03 | 118.34 | Malaysia | MY | MYS | Sabah |  | 199830 | 1458472057
Lahaina, Hawaii, United States | Lahaina | Lahaina | 20.8848 | -156.6618 | United States | US | USA | Hawaii |  | 13103 | 1840023234
Lahat, Sumatera Selatan, Indonesia | Lahat | Lahat | -3.8 | 103.5333 | Indonesia | ID | IDN | Sumatera Selatan | minor | 65906 | 1360094721
Laḩij, Laḩij, Yemen | Laḩij | Lahij | 13.05 | 44.8833 | Yemen | YE | YEM | Laḩij | admin | 30661 | 1887871834
Lahnstein, Rhineland-Palatinate, Germany | Lahnstein | Lahnstein | 50.3011 | 7.6056 | Germany | DE | DEU | Rhineland-Palatinate |  | 18067 | 1276335770
Lahore, Punjab, Pakistan | Lahore | Lahore | 31.5497 | 74.3436 | Pakistan | PK | PAK | Punjab | admin | 11021000 | 1586801463
Lahoysk, Minskaya Voblasts’, Belarus | Lahoysk | Lahoysk | 54.2 | 27.85 | Belarus | BY | BLR | Minskaya Voblasts’ | minor | 15000 | 1112489566
Lahti, Päijät-Häme, Finland | Lahti | Lahti | 60.9833 | 25.6556 | Finland | FI | FIN | Päijät-Häme | admin | 118119 | 1246538847
Laï, Tandjilé, Chad | Laï | Lai | 9.4 | 16.3 | Chad | TD | TCD | Tandjilé | admin | 19382 | 1148360693
Lai Châu, Lai Châu, Vietnam | Lai Châu | Lai Chau | 22.3991 | 103.4393 | Vietnam | VN | VNM | Lai Châu | admin |  | 1704983526
Laibin, Guangxi, China | Laibin | Laibin | 23.7333 | 109.2333 | China | CN | CHN | Guangxi |  | 2099711 | 1156925734
Laichingen, Baden-Württemberg, Germany | Laichingen | Laichingen | 48.4897 | 9.6861 | Germany | DE | DEU | Baden-Württemberg |  | 11731 | 1276291281
Laie, Hawaii, United States | Laie | Laie | 21.6443 | -157.928 | United States | US | USA | Hawaii |  | 6111 | 1840029514
Laishevo, Tatarstan, Russia | Laishevo | Laishevo | 55.4 | 49.55 | Russia | RU | RUS | Tatarstan |  | 8604 | 1643137529
Laitila, Varsinais-Suomi, Finland | Laitila | Laitila | 60.8792 | 21.6931 | Finland | FI | FIN | Varsinais-Suomi | minor | 8520 | 1246064059
Laiwu, Shandong, China | Laiwu | Laiwu | 36.1833 | 117.6667 | China | CN | CHN | Shandong |  | 1248636 | 1156207332
Laixi, Shandong, China | Laixi | Laixi | 36.8667 | 120.5333 | China | CN | CHN | Shandong |  | 762900 | 1156973102
Laiyang, Shandong, China | Laiyang | Laiyang | 36.9758 | 120.7136 | China | CN | CHN | Shandong |  | 874127 | 1156207330
Lajas, Cienfuegos, Cuba | Lajas | Lajas | 22.4164 | -80.2906 | Cuba | CU | CUB | Cienfuegos | minor | 22602 | 1192894974
Lajes, Santa Catarina, Brazil | Lajes | Lajes | -27.8158 | -50.3258 | Brazil | BR | BRA | Santa Catarina |  | 156727 | 1076517475
Lajkovac, Lajkovac, Serbia | Lajkovac | Lajkovac | 44.3667 | 20.1667 | Serbia | RS | SRB | Lajkovac | admin |  | 1688900219
Lajosmizse, Bács-Kiskun, Hungary | Lajosmizse | Lajosmizse | 47.0264 | 19.5575 | Hungary | HU | HUN | Bács-Kiskun |  | 11334 | 1348320390
Lakatoro, Malampa, Vanuatu | Lakatoro | Lakatoro | -16.1069 | 167.4208 | Vanuatu | VU | VUT | Malampa | admin | 705 | 1548761183
Lake Alfred, Florida, United States | Lake Alfred | Lake Alfred | 28.1041 | -81.7264 | United States | US | USA | Florida |  | 6257 | 1840015106
Lake Arbor, Maryland, United States | Lake Arbor | Lake Arbor | 38.907 | -76.8299 | United States | US | USA | Maryland |  | 10456 | 1840031485
Lake Arrowhead, California, United States | Lake Arrowhead | Lake Arrowhead | 34.2531 | -117.1945 | United States | US | USA | California |  | 9765 | 1840017803
Lake Barcroft, Virginia, United States | Lake Barcroft | Lake Barcroft | 38.8514 | -77.1579 | United States | US | USA | Virginia |  | 9823 | 1840006033
Lake Bluff, Illinois, United States | Lake Bluff | Lake Bluff | 42.2826 | -87.851 | United States | US | USA | Illinois |  | 5562 | 1840011158
Lake Butler, Florida, United States | Lake Butler | Lake Butler | 28.4868 | -81.5453 | United States | US | USA | Florida |  | 18917 | 1840143771
Lake Carmel, New York, United States | Lake Carmel | Lake Carmel | 41.4612 | -73.6681 | United States | US | USA | New York |  | 8114 | 1840004890
Lake Charles, Louisiana, United States | Lake Charles | Lake Charles | 30.2012 | -93.2122 | United States | US | USA | Louisiana |  | 156181 | 1840015039
Lake City, Florida, United States | Lake City | Lake City | 30.1901 | -82.647 | United States | US | USA | Florida |  | 26271 | 1840015029
Lake City, South Carolina, United States | Lake City | Lake City | 33.8676 | -79.7533 | United States | US | USA | South Carolina |  | 8268 | 1840014715
Lake City, Minnesota, United States | Lake City | Lake City | 44.4453 | -92.2796 | United States | US | USA | Minnesota |  | 5162 | 1840000321
Lake Country, British Columbia, Canada | Lake Country | Lake Country | 50.0833 | -119.4142 | Canada | CA | CAN | British Columbia |  | 12922 | 1124001544
Lake Dallas, Texas, United States | Lake Dallas | Lake Dallas | 33.1277 | -97.0234 | United States | US | USA | Texas |  | 8063 | 1840020646
Lake Delton, Wisconsin, United States | Lake Delton | Lake Delton | 43.5932 | -89.7842 | United States | US | USA | Wisconsin |  | 5609 | 1840002718
Lake Elmo, Minnesota, United States | Lake Elmo | Lake Elmo | 44.9944 | -92.9031 | United States | US | USA | Minnesota |  | 9210 | 1840007814
Lake Elsinore, California, United States | Lake Elsinore | Lake Elsinore | 33.6847 | -117.3344 | United States | US | USA | California |  | 69283 | 1840020560
Lake Fenton, Michigan, United States | Lake Fenton | Lake Fenton | 42.8453 | -83.7086 | United States | US | USA | Michigan |  | 5331 | 1840004341
Lake Forest, California, United States | Lake Forest | Lake Forest | 33.6606 | -117.6712 | United States | US | USA | California |  | 85531 | 1840020591
Lake Forest, Illinois, United States | Lake Forest | Lake Forest | 42.238 | -87.8596 | United States | US | USA | Illinois |  | 19446 | 1840008087
Lake Forest Park, Washington, United States | Lake Forest Park | Lake Forest Park | 47.7574 | -122.2865 | United States | US | USA | Washington |  | 13504 | 1840019837
Lake Geneva, Wisconsin, United States | Lake Geneva | Lake Geneva | 42.5824 | -88.4281 | United States | US | USA | Wisconsin |  | 15518 | 1840002479
Lake Grove, New York, United States | Lake Grove | Lake Grove | 40.8586 | -73.1168 | United States | US | USA | New York |  | 11056 | 1840005121
Lake Hallie, Wisconsin, United States | Lake Hallie | Lake Hallie | 44.8921 | -91.4199 | United States | US | USA | Wisconsin |  | 6747 | 1840000279
Lake Havasu City, Arizona, United States | Lake Havasu City | Lake Havasu City | 34.5006 | -114.3113 | United States | US | USA | Arizona |  | 56820 | 1840021044
Lake in the Hills, Illinois, United States | Lake in the Hills | Lake in the Hills | 42.1913 | -88.3476 | United States | US | USA | Illinois |  | 28634 | 1840011129
Lake Jackson, Texas, United States | Lake Jackson | Lake Jackson | 29.0516 | -95.4522 | United States | US | USA | Texas |  | 75860 | 1840020980
Lake Lorraine, Florida, United States | Lake Lorraine | Lake Lorraine | 30.4407 | -86.5657 | United States | US | USA | Florida |  | 7095 | 1840029048
Lake Los Angeles, California, United States | Lake Los Angeles | Lake Los Angeles | 34.6097 | -117.8339 | United States | US | USA | California |  | 11469 | 1840017922
Lake Magdalene, Florida, United States | Lake Magdalene | Lake Magdalene | 28.0875 | -82.4791 | United States | US | USA | Florida |  | 29794 | 1840029049
Lake Mary, Florida, United States | Lake Mary | Lake Mary | 28.7592 | -81.3359 | United States | US | USA | Florida |  | 17479 | 1840015090
Lake Mathews, California, United States | Lake Mathews | Lake Mathews | 33.825 | -117.3683 | United States | US | USA | California |  | 6848 | 1840075920
Lake Mills, Wisconsin, United States | Lake Mills | Lake Mills | 43.0776 | -88.9054 | United States | US | USA | Wisconsin |  | 6897 | 1840003003
Lake Mohawk, New Jersey, United States | Lake Mohawk | Lake Mohawk | 41.015 | -74.6639 | United States | US | USA | New Jersey |  | 9208 | 1840004955
Lake Mohegan, New York, United States | Lake Mohegan | Lake Mohegan | 41.3165 | -73.8475 | United States | US | USA | New York |  | 6013 | 1840004923
Lake Montezuma, Arizona, United States | Lake Montezuma | Lake Montezuma | 34.6414 | -111.796 | United States | US | USA | Arizona |  | 5212 | 1840017849
Lake Monticello, Virginia, United States | Lake Monticello | Lake Monticello | 37.921 | -78.3295 | United States | US | USA | Virginia |  | 10210 | 1840006342
Lake Morton-Berrydale, Washington, United States | Lake Morton-Berrydale | Lake Morton-Berrydale | 47.3325 | -122.1032 | United States | US | USA | Washington |  | 11295 | 1840074253
Lake Murray of Richland, South Carolina, United States | Lake Murray of Richland | Lake Murray of Richland | 34.1209 | -81.2653 | United States | US | USA | South Carolina |  | 6427 | 1840073861
Lake Norman of Catawba, North Carolina, United States | Lake Norman of Catawba | Lake Norman of Catawba | 35.5995 | -80.984 | United States | US | USA | North Carolina |  | 8241 | 1840073862
Lake of the Woods, Virginia, United States | Lake of the Woods | Lake of the Woods | 38.3342 | -77.7599 | United States | US | USA | Virginia |  | 7649 | 1840042948
Lake Oswego, Oregon, United States | Lake Oswego | Lake Oswego | 45.413 | -122.7003 | United States | US | USA | Oregon |  | 39822 | 1840019955
Lake Park, Florida, United States | Lake Park | Lake Park | 26.7998 | -80.068 | United States | US | USA | Florida |  | 8556 | 1840017258
Lake Park, Georgia, United States | Lake Park | Lake Park | 30.6852 | -83.1875 | United States | US | USA | Georgia |  | 5544 | 1840015000
Lake Placid, Florida, United States | Lake Placid | Lake Placid | 27.2977 | -81.3715 | United States | US | USA | Florida |  | 18227 | 1840017248
Lake Ridge, Virginia, United States | Lake Ridge | Lake Ridge | 38.6843 | -77.3059 | United States | US | USA | Virginia |  | 44430 | 1840006099
Lake Ronkonkoma, New York, United States | Lake Ronkonkoma | Lake Ronkonkoma | 40.8308 | -73.1112 | United States | US | USA | New York |  | 20780 | 1840005086
Lake Shore, Maryland, United States | Lake Shore | Lake Shore | 39.1029 | -76.4876 | United States | US | USA | Maryland |  | 20260 | 1840005920
Lake Shore, Washington, United States | Lake Shore | Lake Shore | 45.6911 | -122.6911 | United States | US | USA | Washington |  | 7909 | 1840037873
Lake St. Louis, Missouri, United States | Lake St. Louis | Lake St. Louis | 38.7846 | -90.7886 | United States | US | USA | Missouri |  | 16864 | 1840008572
Lake Station, Indiana, United States | Lake Station | Lake Station | 41.5729 | -87.2599 | United States | US | USA | Indiana |  | 11845 | 1840008195
Lake Stevens, Washington, United States | Lake Stevens | Lake Stevens | 48.0028 | -122.096 | United States | US | USA | Washington |  | 33911 | 1840019794
Lake Stickney, Washington, United States | Lake Stickney | Lake Stickney | 47.8709 | -122.2596 | United States | US | USA | Washington |  | 10584 | 1840037894
Lake Tapps, Washington, United States | Lake Tapps | Lake Tapps | 47.2307 | -122.1694 | United States | US | USA | Washington |  | 12771 | 1840041971
Lake Township, Pennsylvania, United States | Lake Township | Lake Township | 41.4549 | -75.3754 | United States | US | USA | Pennsylvania |  | 5150 | 1840150110
Lake Villa, Illinois, United States | Lake Villa | Lake Villa | 42.4184 | -88.0836 | United States | US | USA | Illinois |  | 8573 | 1840011159
Lake Wales, Florida, United States | Lake Wales | Lake Wales | 27.9195 | -81.5961 | United States | US | USA | Florida |  | 16759 | 1840015107
Lake Wildwood, California, United States | Lake Wildwood | Lake Wildwood | 39.235 | -121.2003 | United States | US | USA | California |  | 5208 | 1840028313
Lake Worth, Florida, United States | Lake Worth | Lake Worth | 26.6196 | -80.0591 | United States | US | USA | Florida |  | 38526 | 1840015127
Lake Wylie, South Carolina, United States | Lake Wylie | Lake Wylie | 35.0997 | -81.0677 | United States | US | USA | South Carolina |  | 12569 | 1840013518
Lake Zurich, Illinois, United States | Lake Zurich | Lake Zurich | 42.1955 | -88.087 | United States | US | USA | Illinois |  | 19877 | 1840011160
Lakehills, Texas, United States | Lakehills | Lakehills | 29.6237 | -98.9448 | United States | US | USA | Texas |  | 5288 | 1840018261
Lakeland, Florida, United States | Lakeland | Lakeland | 28.0556 | -81.9545 | United States | US | USA | Florida |  | 302284 | 1840015108
Lakeland, Tennessee, United States | Lakeland | Lakeland | 35.2585 | -89.7308 | United States | US | USA | Tennessee |  | 12642 | 1840014594
Lakeland Highlands, Florida, United States | Lakeland Highlands | Lakeland Highlands | 27.9572 | -81.9496 | United States | US | USA | Florida |  | 12376 | 1840029047
Lakeland North, Washington, United States | Lakeland North | Lakeland North | 47.3374 | -122.2812 | United States | US | USA | Washington |  | 12820 | 1840074254
Lakeland South, Washington, United States | Lakeland South | Lakeland South | 47.2784 | -122.283 | United States | US | USA | Washington |  | 13849 | 1840074270
Lakeland Village, California, United States | Lakeland Village | Lakeland Village | 33.648 | -117.3706 | United States | US | USA | California |  | 13170 | 1840017989
Lakemoor, Illinois, United States | Lakemoor | Lakemoor | 42.3396 | -88.2038 | United States | US | USA | Illinois |  | 5967 | 1840011130
Lakeport, California, United States | Lakeport | Lakeport | 39.0392 | -122.9218 | United States | US | USA | California |  | 17466 | 1840020220
Lakes of the Four Seasons, Indiana, United States | Lakes of the Four Seasons | Lakes of the Four Seasons | 41.4074 | -87.2203 | United States | US | USA | Indiana |  | 7243 | 1840004833
Lakeshore, Ontario, Canada | Lakeshore | Lakeshore | 42.2399 | -82.6511 | Canada | CA | CAN | Ontario |  | 36611 | 1124001501
Lakeside, Florida, United States | Lakeside | Lakeside | 30.1356 | -81.7674 | United States | US | USA | Florida |  | 30890 | 1840029051
Lakeside, California, United States | Lakeside | Lakeside | 32.856 | -116.904 | United States | US | USA | California |  | 22560 | 1840018025
Lakeside, Virginia, United States | Lakeside | Lakeside | 37.6133 | -77.4768 | United States | US | USA | Virginia |  | 12180 | 1840006392
Lakeview, New York, United States | Lakeview | Lakeview | 40.6775 | -73.6493 | United States | US | USA | New York |  | 6317 | 1840005269
Lakeview, Georgia, United States | Lakeview | Lakeview | 34.9777 | -85.2539 | United States | US | USA | Georgia |  | 5147 | 1840013553
Lakeville, Minnesota, United States | Lakeville | Lakeville | 44.6774 | -93.252 | United States | US | USA | Minnesota |  | 67317 | 1840007859
Lakeville, Massachusetts, United States | Lakeville | Lakeville | 41.831 | -70.9594 | United States | US | USA | Massachusetts |  | 11293 | 1840053571
Lakeway, Texas, United States | Lakeway | Lakeway | 30.3547 | -97.9854 | United States | US | USA | Texas |  | 15981 | 1840020894
Lakewood, Colorado, United States | Lakewood | Lakewood | 39.6977 | -105.1168 | United States | US | USA | Colorado |  | 157935 | 1840020198
Lakewood, New Jersey, United States | Lakewood | Lakewood | 40.0763 | -74.2031 | United States | US | USA | New Jersey |  | 100763 | 1840081607
Lakewood, California, United States | Lakewood | Lakewood | 33.8471 | -118.1221 | United States | US | USA | California |  | 79307 | 1840020515
Lakewood, Ohio, United States | Lakewood | Lakewood | 41.4824 | -81.8008 | United States | US | USA | Ohio |  | 49678 | 1840000608
Lakewood, Washington, United States | Lakewood | Lakewood | 47.1628 | -122.5299 | United States | US | USA | Washington |  | 61037 | 1840019860
Lakewood Park, Florida, United States | Lakewood Park | Lakewood Park | 27.539 | -80.3865 | United States | US | USA | Florida |  | 12635 | 1840014177
Lakhdenpokhya, Kareliya, Russia | Lakhdenpokhya | Lakhdenpokhya | 61.5167 | 30.2 | Russia | RU | RUS | Kareliya |  | 7294 | 1643105629
Lakinsk, Vladimirskaya Oblast’, Russia | Lakinsk | Lakinsk | 56.0169 | 39.9494 | Russia | RU | RUS | Vladimirskaya Oblast’ |  | 14330 | 1643547858
Lala Musa, Punjab, Pakistan | Lala Musa | Lala Musa | 32.7012 | 73.9605 | Pakistan | PK | PAK | Punjab |  | 67283 | 1586484801
Lalībela, Āmara, Ethiopia | Lalībela | Lalibela | 12.0325 | 39.0433 | Ethiopia | ET | ETH | Āmara |  | 14668 | 1231020267
Lamar, Colorado, United States | Lamar | Lamar | 38.0739 | -102.6153 | United States | US | USA | Colorado |  | 7646 | 1840020267
Lamas, San Martín, Peru | Lamas | Lamas | -6.4167 | -76.5333 | Peru | PE | PER | San Martín |  | 13693 | 1604035883
Lambaréné, Moyen-Ogooué, Gabon | Lambaréné | Lambarene | -0.6883 | 10.2319 | Gabon | GA | GAB | Moyen-Ogooué | admin | 25310 | 1266875472
Lambayeque, Lambayeque, Peru | Lambayeque | Lambayeque | -6.7 | -79.9 | Peru | PE | PER | Lambayeque |  | 58276 | 1604253597
Lambersart, Hauts-de-France, France | Lambersart | Lambersart | 50.65 | 3.025 | France | FR | FRA | Hauts-de-France |  | 27649 | 1250198806
Lambert’s Bay, Western Cape, South Africa | Lambert’s Bay | Lambert's Bay | -32.0833 | 18.3 | South Africa | ZA | ZAF | Western Cape |  | 6120 | 1710515323
Lambertville, Michigan, United States | Lambertville | Lambertville | 41.7502 | -83.625 | United States | US | USA | Michigan |  | 9394 | 1840006576
Lambeth, Lambeth, United Kingdom | Lambeth | Lambeth | 51.4903 | -0.1193 | United Kingdom | GB | GBR | Lambeth |  | 9675 | 1826545364
Lambton Shores, Ontario, Canada | Lambton Shores | Lambton Shores | 43.1833 | -81.9 | Canada | CA | CAN | Ontario |  | 10631 | 1124001891
Lamego, Viseu, Portugal | Lamego | Lamego | 41.0833 | -7.8667 | Portugal | PT | PRT | Viseu | minor | 26691 | 1620221228
Lamesa, Texas, United States | Lamesa | Lamesa | 32.7333 | -101.9542 | United States | US | USA | Texas |  | 11241 | 1840020725
Lamía, Stereá Elláda, Greece | Lamía | Lamia | 38.8972 | 22.4311 | Greece | GR | GRC | Stereá Elláda | admin | 52006 | 1300400935
Lamitan, Basilan, Philippines | Lamitan | Lamitan | 6.65 | 122.1333 | Philippines | PH | PHL | Basilan |  | 74782 | 1608647250
Lamont, California, United States | Lamont | Lamont | 35.2651 | -118.9159 | United States | US | USA | California |  | 15222 | 1840017825
Lampa, Región Metropolitana, Chile | Lampa | Lampa | -33.2864 | -70.8729 | Chile | CL | CHL | Región Metropolitana |  | 37599 | 1152360918
Lampang, Lampang, Thailand | Lampang | Lampang | 18.3 | 99.5 | Thailand | TH | THA | Lampang | admin | 55044 | 1764081847
Lampasas, Texas, United States | Lampasas | Lampasas | 31.064 | -98.1824 | United States | US | USA | Texas |  | 7263 | 1840020846
Lampazos de Naranjo, Nuevo León, Mexico | Lampazos de Naranjo | Lampazos de Naranjo | 27.025 | -100.5056 | Mexico | MX | MEX | Nuevo León | minor | 5305 | 1484271462
Lampertheim, Hesse, Germany | Lampertheim | Lampertheim | 49.5942 | 8.4671 | Germany | DE | DEU | Hesse |  | 32537 | 1276406891
Lamphun, Lamphun, Thailand | Lamphun | Lamphun | 18.5803 | 99.0072 | Thailand | TH | THA | Lamphun | admin | 12595 | 1764104264
Lamu, Lamu, Kenya | Lamu | Lamu | -2.2686 | 40.9003 | Kenya | KE | KEN | Lamu | admin | 18382 | 1404163131
Lamwo, Lamwo, Uganda | Lamwo | Lamwo | 3.5297 | 32.8016 | Uganda | UG | UGA | Lamwo | admin |  | 1800495740
Lanark, South Lanarkshire, United Kingdom | Lanark | Lanark | 55.6749 | -3.777 | United Kingdom | GB | GBR | South Lanarkshire |  | 8253 | 1826114395
Lanark Highlands, Ontario, Canada | Lanark Highlands | Lanark Highlands | 45.088 | -76.517 | Canada | CA | CAN | Ontario |  | 5338 | 1124000887
Lancaster, Pennsylvania, United States | Lancaster | Lancaster | 40.0421 | -76.3012 | United States | US | USA | Pennsylvania |  | 401524 | 1840003718
Lancaster, California, United States | Lancaster | Lancaster | 34.6935 | -118.1753 | United States | US | USA | California |  | 343304 | 1840020516
Lancaster, Lancashire, United Kingdom | Lancaster | Lancaster | 54.047 | -2.801 | United Kingdom | GB | GBR | Lancashire |  | 52234 | 1826197341
Lancaster, Ohio, United States | Lancaster | Lancaster | 39.7249 | -82.6049 | United States | US | USA | Ohio |  | 44447 | 1840003781
Lancaster, New York, United States | Lancaster | Lancaster | 42.9099 | -78.6378 | United States | US | USA | New York |  | 42948 | 1840004387
Lancaster, Texas, United States | Lancaster | Lancaster | 32.5922 | -96.7737 | United States | US | USA | Texas |  | 39228 | 1840020714
Lancaster, South Carolina, United States | Lancaster | Lancaster | 34.7247 | -80.7801 | United States | US | USA | South Carolina |  | 25649 | 1840014630
Lancaster, Massachusetts, United States | Lancaster | Lancaster | 42.4817 | -71.6808 | United States | US | USA | Massachusetts |  | 8043 | 1840053591
Lanchkhuti, Guria, Georgia | Lanchkhuti | Lanchkhuti | 42.0944 | 42.0417 | Georgia | GE | GEO | Guria | minor | 6395 | 1268008920
Lancing, West Sussex, United Kingdom | Lancing | Lancing | 50.832 | -0.319 | United Kingdom | GB | GBR | West Sussex |  | 18810 | 1826909253
Lanco, Los Ríos, Chile | Lanco | Lanco | -39.4523 | -72.7755 | Chile | CL | CHL | Los Ríos |  | 8521 | 1152703909
Łańcut, Podkarpackie, Poland | Łańcut | Lancut | 50.0687 | 22.2291 | Poland | PL | POL | Podkarpackie | minor | 17749 | 1616335382
Land O' Lakes, Florida, United States | Land O' Lakes | Land O' Lakes | 28.2075 | -82.4476 | United States | US | USA | Florida |  | 37007 | 1840014120
Landa de Matamoros, Querétaro, Mexico | Landa de Matamoros | Landa de Matamoros | 21.1819 | -99.3203 | Mexico | MX | MEX | Querétaro | minor | 18905 | 1484782726
Landau, Rhineland-Palatinate, Germany | Landau | Landau | 49.1994 | 8.1231 | Germany | DE | DEU | Rhineland-Palatinate | minor | 46677 | 1276000837
Landau an der Isar, Bavaria, Germany | Landau an der Isar | Landau an der Isar | 48.6749 | 12.6913 | Germany | DE | DEU | Bavaria |  | 13390 | 1276797945
Landeck, Tirol, Austria | Landeck | Landeck | 47.1333 | 10.5667 | Austria | AT | AUT | Tirol | minor | 7725 | 1040988782
Landecy, Genève, Switzerland | Landecy | Landecy | 46.1897 | 6.1158 | Switzerland | CH | CHE | Genève |  | 31942 | 1756407034
Landen, Flanders, Belgium | Landen | Landen | 50.7547 | 5.0814 | Belgium | BE | BEL | Flanders |  | 15961 | 1056582232
Landen, Ohio, United States | Landen | Landen | 39.3153 | -84.277 | United States | US | USA | Ohio |  | 7214 | 1840034146
Lander, Wyoming, United States | Lander | Lander | 42.8313 | -108.7599 | United States | US | USA | Wyoming |  | 7197 | 1840020027
Landore, Swansea, United Kingdom | Landore | Landore | 51.64 | -3.94 | United Kingdom | GB | GBR | Swansea |  | 6168 | 1826893250
Landover, Maryland, United States | Landover | Landover | 38.9241 | -76.8875 | United States | US | USA | Maryland |  | 22041 | 1840005956
Landsberg, Bavaria, Germany | Landsberg | Landsberg | 48.0528 | 10.8689 | Germany | DE | DEU | Bavaria | minor | 29132 | 1276208782
Landsberg, Saxony-Anhalt, Germany | Landsberg | Landsberg | 51.5246 | 12.1596 | Germany | DE | DEU | Saxony-Anhalt |  | 15054 | 1276487466
Landshut, Bavaria, Germany | Landshut | Landshut | 48.5397 | 12.1508 | Germany | DE | DEU | Bavaria | minor | 72404 | 1276485277
Landstuhl, Rhineland-Palatinate, Germany | Landstuhl | Landstuhl | 49.4122 | 7.5722 | Germany | DE | DEU | Rhineland-Palatinate |  | 8348 | 1276114618
Lanester, Bretagne, France | Lanester | Lanester | 47.7647 | -3.3422 | France | FR | FRA | Bretagne |  | 22728 | 1250476491
Lanett, Alabama, United States | Lanett | Lanett | 32.8571 | -85.2081 | United States | US | USA | Alabama |  | 6151 | 1840014858
Lạng Sơn, Lạng Sơn, Vietnam | Lạng Sơn | Lang Son | 21.8478 | 106.7578 | Vietnam | VN | VNM | Lạng Sơn | admin | 148000 | 1704004349
Lang Suan, Chumphon, Thailand | Lang Suan | Lang Suan | 9.9519 | 99.0813 | Thailand | TH | THA | Chumphon | minor | 11250 | 1764676997
L'Ange-Gardien, Quebec, Canada | L'Ange-Gardien | L'Ange-Gardien | 45.5833 | -75.45 | Canada | CA | CAN | Quebec |  | 5464 | 1124001197
Langelsheim, Lower Saxony, Germany | Langelsheim | Langelsheim | 51.9381 | 10.335 | Germany | DE | DEU | Lower Saxony |  | 11361 | 1276567894
Langen, Hesse, Germany | Langen | Langen | 49.9893 | 8.6803 | Germany | DE | DEU | Hesse |  | 37902 | 1276365275
Langenau, Baden-Württemberg, Germany | Langenau | Langenau | 48.4994 | 10.1211 | Germany | DE | DEU | Baden-Württemberg |  | 15247 | 1276345648
Langenfeld, North Rhine-Westphalia, Germany | Langenfeld | Langenfeld | 51.1167 | 6.95 | Germany | DE | DEU | North Rhine-Westphalia |  | 58927 | 1276016003
Langenhagen, Lower Saxony, Germany | Langenhagen | Langenhagen | 52.4394 | 9.74 | Germany | DE | DEU | Lower Saxony |  | 54631 | 1276031765
Langenlois, Niederösterreich, Austria | Langenlois | Langenlois | 48.4667 | 15.6833 | Austria | AT | AUT | Niederösterreich |  | 7609 | 1040567279
Langenselbold, Hesse, Germany | Langenselbold | Langenselbold | 50.1833 | 9.0333 | Germany | DE | DEU | Hesse |  | 13979 | 1276686360
Langenthal, Bern, Switzerland | Langenthal | Langenthal | 47.2153 | 7.7889 | Switzerland | CH | CHE | Bern |  | 15639 | 1756087578
Langenzenn, Bavaria, Germany | Langenzenn | Langenzenn | 49.4944 | 10.7947 | Germany | DE | DEU | Bavaria |  | 10665 | 1276092377
Langfang, Hebei, China | Langfang | Langfang | 39.5196 | 116.7006 | China | CN | CHN | Hebei |  | 4358839 | 1156109017
Langford Station, British Columbia, Canada | Langford Station | Langford Station | 48.4506 | -123.5058 | Canada | CA | CAN | British Columbia |  | 35342 | 1124095065
Langley, British Columbia, Canada | Langley | Langley | 49.1044 | -122.5827 | Canada | CA | CAN | British Columbia |  | 117285 | 1124000480
Langley Park, Maryland, United States | Langley Park | Langley Park | 38.9897 | -76.9808 | United States | US | USA | Maryland |  | 19278 | 1840005959
Langsa, Aceh, Indonesia | Langsa | Langsa | 4.4667 | 97.95 | Indonesia | ID | IDN | Aceh |  | 178334 | 1360337304
Langzhong, Sichuan, China | Langzhong | Langzhong | 31.5833 | 105.972 | China | CN | CHN | Sichuan | minor | 728935 | 1156930148
Lanham, Maryland, United States | Lanham | Lanham | 38.9621 | -76.8421 | United States | US | USA | Maryland |  | 10301 | 1840026687
Lansdale, Pennsylvania, United States | Lansdale | Lansdale | 40.2417 | -75.2812 | United States | US | USA | Pennsylvania |  | 17083 | 1840003703
Lansdowne, Pennsylvania, United States | Lansdowne | Lansdowne | 39.9408 | -75.276 | United States | US | USA | Pennsylvania |  | 10647 | 1840000700
Lansdowne, Virginia, United States | Lansdowne | Lansdowne | 39.0846 | -77.4839 | United States | US | USA | Virginia |  | 12696 | 1840041773
Lansdowne, Maryland, United States | Lansdowne | Lansdowne | 39.2365 | -76.6659 | United States | US | USA | Maryland |  | 8571 | 1840026625
Lansdowne, Uttarakhand, India | Lansdowne | Lansdowne | 29.83 | 78.68 | India | IN | IND | Uttarakhand |  | 5667 | 1356052732
Lansing, Michigan, United States | Lansing | Lansing | 42.7142 | -84.5601 | United States | US | USA | Michigan | admin | 324286 | 1840003102
Lansing, Illinois, United States | Lansing | Lansing | 41.5648 | -87.5462 | United States | US | USA | Illinois |  | 27402 | 1840011257
Lansing, Kansas, United States | Lansing | Lansing | 39.2428 | -94.8971 | United States | US | USA | Kansas |  | 11949 | 1840001590
Lansing, New York, United States | Lansing | Lansing | 42.5667 | -76.5316 | United States | US | USA | New York |  | 11329 | 1840004544
Lanškroun, Pardubický Kraj, Czechia | Lanškroun | Lanskroun | 49.9122 | 16.612 | Czechia | CZ | CZE | Pardubický Kraj |  | 9906 | 1203727130
Lantana, Florida, United States | Lantana | Lantana | 26.5834 | -80.0564 | United States | US | USA | Florida |  | 12581 | 1840017259
Lantana, Texas, United States | Lantana | Lantana | 33.092 | -97.1216 | United States | US | USA | Texas |  | 9536 | 1840025053
Lanús, Buenos Aires, Argentina | Lanús | Lanus | -34.7 | -58.4 | Argentina | AR | ARG | Buenos Aires | minor | 459263 | 1032009573
Lanxi, Zhejiang, China | Lanxi | Lanxi | 29.2167 | 119.4722 | China | CN | CHN | Zhejiang |  | 560514 | 1156686465
Lanxi, Heilongjiang, China | Lanxi | Lanxi | 46.2664 | 126.276 | China | CN | CHN | Heilongjiang | minor | 72528 | 1156269575
Lanzhou, Gansu, China | Lanzhou | Lanzhou | 36.0617 | 103.8318 | China | CN | CHN | Gansu | admin | 3616163 | 1156280566
Lào Cai, Lào Cai, Vietnam | Lào Cai | Lao Cai | 22.4194 | 103.995 | Vietnam | VN | VNM | Lào Cai | admin | 67206 | 1704290986
Laoag, Ilocos Norte, Philippines | Laoag | Laoag | 18.2 | 120.6 | Philippines | PH | PHL | Ilocos Norte | admin | 111125 | 1608043510
Laohekou, Hubei, China | Laohekou | Laohekou | 32.3849 | 111.6695 | China | CN | CHN | Hubei |  | 471482 | 1156791804
Laon, Hauts-de-France, France | Laon | Laon | 49.5639 | 3.6244 | France | FR | FRA | Hauts-de-France | minor | 24876 | 1250552164
Lapa, Paraná, Brazil | Lapa | Lapa | -25.76 | -49.73 | Brazil | BR | BRA | Paraná |  | 25621 | 1076904800
Lapeer, Michigan, United States | Lapeer | Lapeer | 43.0447 | -83.3254 | United States | US | USA | Michigan |  | 12959 | 1840002896
Laplace, Louisiana, United States | Laplace | Laplace | 30.0731 | -90.4758 | United States | US | USA | Louisiana |  | 29147 | 1840013968
Lapovo, Lapovo, Serbia | Lapovo | Lapovo | 44.1842 | 21.0973 | Serbia | RS | SRB | Lapovo | admin | 7143 | 1688267080
Lappeenranta, Etelä-Karjala, Finland | Lappeenranta | Lappeenranta | 61.0583 | 28.1861 | Finland | FI | FIN | Etelä-Karjala | admin | 72875 | 1246492910
Laprida, Buenos Aires, Argentina | Laprida | Laprida | -37.5333 | -60.8167 | Argentina | AR | ARG | Buenos Aires | minor | 8178 | 1032804706
Lapua, Etelä-Pohjanmaa, Finland | Lapua | Lapua | 62.9708 | 23.0069 | Finland | FI | FIN | Etelä-Pohjanmaa | minor | 14609 | 1246396654
Lapu-Lapu City, Lapu-Lapu, Philippines | Lapu-Lapu City | Lapu-Lapu City | 10.315 | 123.9761 | Philippines | PH | PHL | Lapu-Lapu | admin | 408112 | 1608430676
Lara, Victoria, Australia | Lara | Lara | -38.0167 | 144.4167 | Australia | AU | AUS | Victoria |  | 16355 | 1036754750
Larache, Tanger-Tétouan-Al Hoceïma, Morocco | Larache | Larache | 35.2004 | -6.16 | Morocco | MA | MAR | Tanger-Tétouan-Al Hoceïma |  | 120082 | 1504637172
Laramie, Wyoming, United States | Laramie | Laramie | 41.3099 | -105.6085 | United States | US | USA | Wyoming |  | 33929 | 1840020096
Laranjal Paulista, São Paulo, Brazil | Laranjal Paulista | Laranjal Paulista | -23.0506 | -47.8376 | Brazil | BR | BRA | São Paulo |  | 27384 | 1076357656
Laraquete, Biobío, Chile | Laraquete | Laraquete | -37.1677 | -73.1859 | Chile | CL | CHL | Biobío |  | 5014 | 1152199352
Larbert, Falkirk, United Kingdom | Larbert | Larbert | 56.0229 | -3.826 | United Kingdom | GB | GBR | Falkirk |  | 9143 | 1826937694
Larchmont, New York, United States | Larchmont | Larchmont | 40.9258 | -73.7529 | United States | US | USA | New York |  | 6087 | 1840004934
Laredo, Texas, United States | Laredo | Laredo | 27.5629 | -99.4875 | United States | US | USA | Texas |  | 262079 | 1840021002
Largo, Florida, United States | Largo | Largo | 27.9088 | -82.7711 | United States | US | USA | Florida |  | 84948 | 1840015114
Largo, Maryland, United States | Largo | Largo | 38.88 | -76.8289 | United States | US | USA | Maryland |  | 11604 | 1840005960
Largs, North Ayrshire, United Kingdom | Largs | Largs | 55.794 | -4.867 | United Kingdom | GB | GBR | North Ayrshire |  | 11241 | 1826043639
Lárisa, Thessalía, Greece | Lárisa | Larisa | 39.6385 | 22.4131 | Greece | GR | GRC | Thessalía | admin | 144651 | 1300003141
Larkana, Sindh, Pakistan | Larkana | Larkana | 27.56 | 68.2264 | Pakistan | PK | PAK | Sindh | minor | 435817 | 1586678302
Larkfield-Wikiup, California, United States | Larkfield-Wikiup | Larkfield-Wikiup | 38.513 | -122.7536 | United States | US | USA | California |  | 8926 | 1840074293
Larkhall, South Lanarkshire, United Kingdom | Larkhall | Larkhall | 55.737 | -3.972 | United Kingdom | GB | GBR | South Lanarkshire |  | 14951 | 1826423474
Larkspur, California, United States | Larkspur | Larkspur | 37.9393 | -122.5313 | United States | US | USA | California |  | 12254 | 1840020261
Larnaca, Lárnaka, Cyprus | Larnaca | Larnaca | 34.9233 | 33.6305 | Cyprus | CY | CYP | Lárnaka | admin | 48947 | 1196804795
Larose, Louisiana, United States | Larose | Larose | 29.5669 | -90.3751 | United States | US | USA | Louisiana |  | 7529 | 1840014025
Larvik, Vestfold, Norway | Larvik | Larvik | 59.0532 | 10.0271 | Norway | NO | NOR | Vestfold |  | 24647 | 1578938550
Laryak, Khanty-Mansiyskiy Avtonomnyy Okrug-Yugra, Russia | Laryak | Laryak | 61.1012 | 80.2514 | Russia | RU | RUS | Khanty-Mansiyskiy Avtonomnyy Okrug-Yugra |  | 10 | 1643861109
Las Cruces, New Mexico, United States | Las Cruces | Las Cruces | 32.3265 | -106.7892 | United States | US | USA | New Mexico |  | 136254 | 1840020683
Las Delicias, Chihuahua, Mexico | Las Delicias | Las Delicias | 28.2 | -105.5 | Mexico | MX | MEX | Chihuahua |  | 114783 | 1484513329
Las Flores, California, United States | Las Flores | Las Flores | 33.5838 | -117.6235 | United States | US | USA | California |  | 5877 | 1840136071
Las Heras, Mendoza, Argentina | Las Heras | Las Heras | -32.825 | -68.8017 | Argentina | AR | ARG | Mendoza | minor | 66663 | 1032781204
Las Heras, Santa Cruz, Argentina | Las Heras | Las Heras | -46.55 | -68.95 | Argentina | AR | ARG | Santa Cruz |  | 17821 | 1032657206
Las Lajas, Neuquén, Argentina | Las Lajas | Las Lajas | -38.5163 | -70.3666 | Argentina | AR | ARG | Neuquén | minor | 1218 | 1032092474
Las Lomitas, Formosa, Argentina | Las Lomitas | Las Lomitas | -24.7072 | -60.5944 | Argentina | AR | ARG | Formosa |  | 7683 | 1032153825
Las Palmas, Canary Islands, Spain | Las Palmas | Las Palmas | 28.1272 | -15.4314 | Spain | ES | ESP | Canary Islands | admin | 379925 | 1724501748
Las Piedras, Canelones, Uruguay | Las Piedras | Las Piedras | -34.7167 | -56.2167 | Uruguay | UY | URY | Canelones |  | 71268 | 1858563314
Las Piedras, Puerto Rico, Puerto Rico | Las Piedras | Las Piedras | 18.1784 | -65.8708 | Puerto Rico | PR | PRI | Puerto Rico |  | 6402 | 1630023710
Las Piñas City, Las Piñas, Philippines | Las Piñas City | Las Pinas City | 14.45 | 120.9833 | Philippines | PH | PHL | Las Piñas |  | 588894 | 1608544537
Las Tablas, Los Santos, Panama | Las Tablas | Las Tablas | 7.7667 | -80.2833 | Panama | PA | PAN | Los Santos | admin | 9255 | 1591472114
Las Tunas, Las Tunas, Cuba | Las Tunas | Las Tunas | 20.9667 | -76.95 | Cuba | CU | CUB | Las Tunas | admin | 202105 | 1192626319
Las Vegas, Nevada, United States | Las Vegas | Las Vegas | 36.2333 | -115.2654 | United States | US | USA | Nevada |  | 2104198 | 1840020364
Las Vegas, New Mexico, United States | Las Vegas | Las Vegas | 35.6011 | -105.2206 | United States | US | USA | New Mexico |  | 14662 | 1840020397
Las Veredas, Baja California Sur, Mexico | Las Veredas | Las Veredas | 23.15 | -109.7 | Mexico | MX | MEX | Baja California Sur |  | 10478 | 1484096349
LaSalle, Ontario, Canada | LaSalle | LaSalle | 42.2167 | -83.0667 | Canada | CA | CAN | Ontario |  | 30180 | 1124000988
LaSalle, Illinois, United States | LaSalle | LaSalle | 41.3575 | -89.0718 | United States | US | USA | Illinois |  | 8986 | 1840029891
Lascano, Rocha, Uruguay | Lascano | Lascano | -33.6731 | -54.2078 | Uruguay | UY | URY | Rocha |  | 7645 | 1858593854
Lashkar Gāh, Helmand, Afghanistan | Lashkar Gāh | Lashkar Gah | 31.5938 | 64.3716 | Afghanistan | AF | AFG | Helmand | admin | 201546 | 1004765445
Laško, Laško, Slovenia | Laško | Lasko | 46.1563 | 15.2386 | Slovenia | SI | SVN | Laško | admin |  | 1705962698
Lasserre, , Guadeloupe | Lasserre | Lasserre | 16.2304 | -61.44 | Guadeloupe | GP | GLP |  |  | 307 | 1312109298
Lata, Temotu, Solomon Islands | Lata | Lata | -10.738 | 165.8567 | Solomon Islands | SB | SLB | Temotu | admin | 553 | 1090442496
Latacunga, Cotopaxi, Ecuador | Latacunga | Latacunga | -0.9333 | -78.6167 | Ecuador | EC | ECU | Cotopaxi | admin | 63842 | 1218947988
Latakia, Al Lādhiqīyah, Syria | Latakia | Latakia | 35.5236 | 35.7917 | Syria | SY | SYR | Al Lādhiqīyah | admin | 700000 | 1760555544
Latchford, Warrington, United Kingdom | Latchford | Latchford | 53.3796 | -2.5645 | United Kingdom | GB | GBR | Warrington |  | 7856 | 1826427560
Lathrop, California, United States | Lathrop | Lathrop | 37.809 | -121.3131 | United States | US | USA | California |  | 24483 | 1840020266
Latimer, Mississippi, United States | Latimer | Latimer | 30.4972 | -88.8607 | United States | US | USA | Mississippi |  | 6861 | 1840013936
Latina, Lazio, Italy | Latina | Latina | 41.4676 | 12.9037 | Italy | IT | ITA | Lazio | minor | 126181 | 1380947157
Latrobe, Pennsylvania, United States | Latrobe | Latrobe | 40.3125 | -79.3826 | United States | US | USA | Pennsylvania |  | 7830 | 1840001142
Lātūr, Mahārāshtra, India | Lātūr | Latur | 18.4004 | 76.57 | India | IN | IND | Mahārāshtra |  | 374394 | 1356918265
Laubach, Hesse, Germany | Laubach | Laubach | 50.5426 | 8.9891 | Germany | DE | DEU | Hesse |  | 9583 | 1276831355
Lauchhammer, Brandenburg, Germany | Lauchhammer | Lauchhammer | 51.5 | 13.8 | Germany | DE | DEU | Brandenburg |  | 14622 | 1276576746
Lauda-Königshofen, Baden-Württemberg, Germany | Lauda-Königshofen | Lauda-Konigshofen | 49.5686 | 9.7039 | Germany | DE | DEU | Baden-Württemberg |  | 14542 | 1276018769
Lauderdale Lakes, Florida, United States | Lauderdale Lakes | Lauderdale Lakes | 26.1682 | -80.2017 | United States | US | USA | Florida |  | 36194 | 1840015145
Lauderdale-by-the-Sea, Florida, United States | Lauderdale-by-the-Sea | Lauderdale-by-the-Sea | 26.199 | -80.0972 | United States | US | USA | Florida |  | 6664 | 1840017271
Lauderhill, Florida, United States | Lauderhill | Lauderhill | 26.1605 | -80.2242 | United States | US | USA | Florida |  | 71868 | 1840015146
Lauenburg, Schleswig-Holstein, Germany | Lauenburg | Lauenburg | 53.3758 | 10.5589 | Germany | DE | DEU | Schleswig-Holstein |  | 11444 | 1276704232
Lauf, Bavaria, Germany | Lauf | Lauf | 49.5103 | 11.2772 | Germany | DE | DEU | Bavaria | minor | 26515 | 1276202337
Laufenburg (Baden), Baden-Württemberg, Germany | Laufenburg (Baden) | Laufenburg (Baden) | 47.5656 | 8.0647 | Germany | DE | DEU | Baden-Württemberg |  | 9029 | 1276283641
Lauffen am Neckar, Baden-Württemberg, Germany | Lauffen am Neckar | Lauffen am Neckar | 49.0764 | 9.1567 | Germany | DE | DEU | Baden-Württemberg |  | 11640 | 1276145495
Laughlin, Nevada, United States | Laughlin | Laughlin | 35.1316 | -114.689 | United States | US | USA | Nevada |  | 7502 | 1840017689
Lauingen, Bavaria, Germany | Lauingen | Lauingen | 48.5667 | 10.4333 | Germany | DE | DEU | Bavaria |  | 11000 | 1276983214
Launceston, Cornwall, United Kingdom | Launceston | Launceston | 50.635 | -4.354 | United Kingdom | GB | GBR | Cornwall |  | 9216 | 1826388225
Launceston, Tasmania, Australia | Launceston | Launceston | -41.4419 | 147.145 | Australia | AU | AUS | Tasmania |  | 87328 | 1036170383
Laupheim, Baden-Württemberg, Germany | Laupheim | Laupheim | 48.2289 | 9.8797 | Germany | DE | DEU | Baden-Württemberg |  | 22298 | 1276003982
Laurel, Maryland, United States | Laurel | Laurel | 39.095 | -76.8622 | United States | US | USA | Maryland |  | 25631 | 1840005976
Laurel, Mississippi, United States | Laurel | Laurel | 31.6956 | -89.1448 | United States | US | USA | Mississippi |  | 25844 | 1840014945
Laurel, Virginia, United States | Laurel | Laurel | 37.6375 | -77.5062 | United States | US | USA | Virginia |  | 17470 | 1840006393
Laurel, Florida, United States | Laurel | Laurel | 27.1446 | -82.4618 | United States | US | USA | Florida |  | 9477 | 1840014184
Laurel, Montana, United States | Laurel | Laurel | 45.6735 | -108.7707 | United States | US | USA | Montana |  | 8526 | 1840019900
Laurel Bay, South Carolina, United States | Laurel Bay | Laurel Bay | 32.4599 | -80.7869 | United States | US | USA | South Carolina |  | 6470 | 1840013817
Laurel Hill, Virginia, United States | Laurel Hill | Laurel Hill | 38.7026 | -77.2422 | United States | US | USA | Virginia |  | 8194 | 1840025639
Laurence Harbor, New Jersey, United States | Laurence Harbor | Laurence Harbor | 40.4489 | -74.2494 | United States | US | USA | New Jersey |  | 6904 | 1840005420
Laurens, South Carolina, United States | Laurens | Laurens | 34.5022 | -82.0207 | United States | US | USA | South Carolina |  | 10008 | 1840014668
Laurentian Valley, Ontario, Canada | Laurentian Valley | Laurentian Valley | 45.7681 | -77.2239 | Canada | CA | CAN | Ontario |  | 9387 | 1124000736
Laurinburg, North Carolina, United States | Laurinburg | Laurinburg | 34.7597 | -79.4781 | United States | US | USA | North Carolina |  | 19889 | 1840014631
Laurium, Michigan, United States | Laurium | Laurium | 47.2351 | -88.4382 | United States | US | USA | Michigan |  | 7032 | 1840013133
Lausanne, Vaud, Switzerland | Lausanne | Lausanne | 46.5333 | 6.6333 | Switzerland | CH | CHE | Vaud | admin | 138905 | 1756055099
Lauta, Brandenburg, Germany | Lauta | Lauta | 51.4481 | 14.0997 | Germany | DE | DEU | Brandenburg |  | 8411 | 1276023779
Lauterbach, Hesse, Germany | Lauterbach | Lauterbach | 50.6378 | 9.3944 | Germany | DE | DEU | Hesse | minor | 13664 | 1276435243
Lautoka, Ba, Fiji | Lautoka | Lautoka | -17.6242 | 177.4528 | Fiji | FJ | FJI | Ba |  | 52220 | 1242457077
Laval, Quebec, Canada | Laval | Laval | 45.5833 | -73.75 | Canada | CA | CAN | Quebec |  | 422993 | 1124922301
Laval, Pays de la Loire, France | Laval | Laval | 48.0733 | -0.7689 | France | FR | FRA | Pays de la Loire | minor | 49492 | 1250720617
Lavaltrie, Quebec, Canada | Lavaltrie | Lavaltrie | 45.8833 | -73.2833 | Canada | CA | CAN | Quebec |  | 13657 | 1124818327
Laventille, San Juan/Laventille, Trinidad And Tobago | Laventille | Laventille | 10.65 | -61.4833 | Trinidad And Tobago | TT | TTO | San Juan/Laventille |  | 21454 | 1780201146
Laverton, Western Australia, Australia | Laverton | Laverton | -28.628 | 122.403 | Australia | AU | AUS | Western Australia |  | 871 | 1036624366
Lavínia, São Paulo, Brazil | Lavínia | Lavinia | -21.1683 | -51.0397 | Brazil | BR | BRA | São Paulo |  | 10590 | 1076751331
Lavras, Minas Gerais, Brazil | Lavras | Lavras | -21.2453 | -44.9997 | Brazil | BR | BRA | Minas Gerais |  | 81472 | 1076751259
Lavrentiya, Chukotskiy Avtonomnyy Okrug, Russia | Lavrentiya | Lavrentiya | 65.5833 | -171.025 | Russia | RU | RUS | Chukotskiy Avtonomnyy Okrug |  | 1242 | 1643889063
Lavrinhas, São Paulo, Brazil | Lavrinhas | Lavrinhas | -22.5708 | -44.9022 | Brazil | BR | BRA | São Paulo |  | 7052 | 1076708756
Lávrio, Attikí, Greece | Lávrio | Lavrio | 37.7 | 24.05 | Greece | GR | GRC | Attikí | minor | 7078 | 1300335441
Lavumisa, Shiselweni, Swaziland | Lavumisa | Lavumisa | -27.3167 | 31.9 | Swaziland | SZ | SWZ | Shiselweni |  | 3695 | 1748490870
Lawndale, California, United States | Lawndale | Lawndale | 33.8884 | -118.3531 | United States | US | USA | California |  | 32389 | 1840020517
Lawrence, Massachusetts, United States | Lawrence | Lawrence | 42.7003 | -71.1626 | United States | US | USA | Massachusetts |  | 80028 | 1840000408
Lawrence, Kansas, United States | Lawrence | Lawrence | 38.9597 | -95.2641 | United States | US | USA | Kansas |  | 98648 | 1840001632
Lawrence, Indiana, United States | Lawrence | Lawrence | 39.8674 | -85.9905 | United States | US | USA | Indiana |  | 49462 | 1840008434
Lawrence, New Jersey, United States | Lawrence | Lawrence | 40.2954 | -74.7205 | United States | US | USA | New Jersey |  | 32794 | 1840056345
Lawrence, New York, United States | Lawrence | Lawrence | 40.6042 | -73.7149 | United States | US | USA | New York |  | 6556 | 1840005303
Lawrence Township, Pennsylvania, United States | Lawrence Township | Lawrence Township | 41.0843 | -78.4499 | United States | US | USA | Pennsylvania |  | 7562 | 1840147812
Lawrenceburg, Kentucky, United States | Lawrenceburg | Lawrenceburg | 38.0332 | -84.9032 | United States | US | USA | Kentucky |  | 13666 | 1840014321
Lawrenceburg, Indiana, United States | Lawrenceburg | Lawrenceburg | 39.0986 | -84.8713 | United States | US | USA | Indiana |  | 12871 | 1840008523
Lawrenceburg, Tennessee, United States | Lawrenceburg | Lawrenceburg | 35.2497 | -87.3325 | United States | US | USA | Tennessee |  | 10688 | 1840014568
Lawrenceville, Georgia, United States | Lawrenceville | Lawrenceville | 33.9523 | -83.9931 | United States | US | USA | Georgia |  | 30834 | 1840014745
Lawrenceville, Illinois, United States | Lawrenceville | Lawrenceville | 38.7264 | -87.6873 | United States | US | USA | Illinois |  | 7150 | 1840008606
Lawton, Oklahoma, United States | Lawton | Lawton | 34.6176 | -98.4203 | United States | US | USA | Oklahoma |  | 90712 | 1840020477
Laylá, Ar Riyāḑ, Saudi Arabia | Laylá | Layla | 22.2833 | 46.7333 | Saudi Arabia | SA | SAU | Ar Riyāḑ |  | 30906 | 1682438079
Layton, Utah, United States | Layton | Layton | 41.0769 | -111.9621 | United States | US | USA | Utah |  | 78014 | 1840020145
Lázaro Cárdenas, Chihuahua, Mexico | Lázaro Cárdenas | Lazaro Cardenas | 28.3897 | -105.6236 | Mexico | MX | MEX | Chihuahua |  | 8704 | 1484739082
Lazdijai, Lazdijai, Lithuania | Lazdijai | Lazdijai | 54.2319 | 23.517 | Lithuania | LT | LTU | Lazdijai | admin | 3985 | 1440584882
Łaziska Górne, Śląskie, Poland | Łaziska Górne | Laziska Gorne | 50.15 | 18.8333 | Poland | PL | POL | Śląskie |  | 21958 | 1616701110
Le Blanc-Mesnil, Île-de-France, France | Le Blanc-Mesnil | Le Blanc-Mesnil | 48.9387 | 2.4614 | France | FR | FRA | Île-de-France |  | 56783 | 1250383006
Le Bouscat, Nouvelle-Aquitaine, France | Le Bouscat | Le Bouscat | 44.8651 | -0.5996 | France | FR | FRA | Nouvelle-Aquitaine |  | 23824 | 1250100380
Le Cannet, Provence-Alpes-Côte d’Azur, France | Le Cannet | Le Cannet | 43.5769 | 7.0194 | France | FR | FRA | Provence-Alpes-Côte d’Azur |  | 41471 | 1250292202
Le Creusot, Bourgogne-Franche-Comté, France | Le Creusot | Le Creusot | 46.8014 | 4.4411 | France | FR | FRA | Bourgogne-Franche-Comté |  | 21630 | 1250722828
Le Grand-Quevilly, Normandie, France | Le Grand-Quevilly | Le Grand-Quevilly | 49.4072 | 1.0531 | France | FR | FRA | Normandie |  | 25698 | 1250398185
Le Grand-Saconnex, Genève, Switzerland | Le Grand-Saconnex | Le Grand-Saconnex | 46.2333 | 6.1167 | Switzerland | CH | CHE | Genève |  | 12162 | 1756885352
Le Havre, Normandie, France | Le Havre | Le Havre | 49.49 | 0.1 | France | FR | FRA | Normandie | minor | 235218 | 1250775297
Le Kremlin-Bicêtre, Île-de-France, France | Le Kremlin-Bicêtre | Le Kremlin-Bicetre | 48.81 | 2.3581 | France | FR | FRA | Île-de-France |  | 25334 | 1250286015
Le Locle, Neuchâtel, Switzerland | Le Locle | Le Locle | 47.0532 | 6.7482 | Switzerland | CH | CHE | Neuchâtel |  | 10433 | 1756888589
Le Mans, Pays de la Loire, France | Le Mans | Le Mans | 48.0077 | 0.1984 | France | FR | FRA | Pays de la Loire | minor | 142946 | 1250829671
Le Mars, Iowa, United States | Le Mars | Le Mars | 42.7809 | -96.1743 | United States | US | USA | Iowa |  | 9477 | 1840008022
Le Mée-sur-Seine, Île-de-France, France | Le Mée-sur-Seine | Le Mee-sur-Seine | 48.5333 | 2.6289 | France | FR | FRA | Île-de-France |  | 20816 | 1250420888
Le Perreux-Sur-Marne, Île-de-France, France | Le Perreux-Sur-Marne | Le Perreux-Sur-Marne | 48.8422 | 2.5036 | France | FR | FRA | Île-de-France |  | 33879 | 1250033970
Le Petit-Quevilly, Normandie, France | Le Petit-Quevilly | Le Petit-Quevilly | 49.4311 | 1.0539 | France | FR | FRA | Normandie |  | 21995 | 1250526109
Le Plessis-Robinson, Île-de-France, France | Le Plessis-Robinson | Le Plessis-Robinson | 48.7811 | 2.2633 | France | FR | FRA | Île-de-France |  | 29100 | 1250572876
Le Plessis-Trévise, Île-de-France, France | Le Plessis-Trévise | Le Plessis-Trevise | 48.8111 | 2.5717 | France | FR | FRA | Île-de-France |  | 20130 | 1250710876
Le Ray, New York, United States | Le Ray | Le Ray | 44.0771 | -75.7975 | United States | US | USA | New York |  | 21665 | 1840087600
Le Roy, New York, United States | Le Roy | Le Roy | 42.9937 | -77.972 | United States | US | USA | New York |  | 7379 | 1840004365
Lea Town, Lancashire, United Kingdom | Lea Town | Lea Town | 53.774 | -2.795 | United Kingdom | GB | GBR | Lancashire |  | 5962 | 1826551027
Leacock, Pennsylvania, United States | Leacock | Leacock | 40.0406 | -76.1117 | United States | US | USA | Pennsylvania |  | 5525 | 1840035054
Leadville, Colorado, United States | Leadville | Leadville | 39.2473 | -106.2934 | United States | US | USA | Colorado |  | 5554 | 1840020228
Leagrave, Luton, United Kingdom | Leagrave | Leagrave | 51.903 | -0.466 | United Kingdom | GB | GBR | Luton |  | 12910 | 1826319019
League City, Texas, United States | League City | League City | 29.4873 | -95.1087 | United States | US | USA | Texas |  | 107536 | 1840020973
Lealman, Florida, United States | Lealman | Lealman | 27.8197 | -82.6847 | United States | US | USA | Florida |  | 21281 | 1840025161
Leamington, Ontario, Canada | Leamington | Leamington | 42.0667 | -82.5833 | Canada | CA | CAN | Ontario |  | 32991 | 1124258797
Leander, Texas, United States | Leander | Leander | 30.5728 | -97.8618 | United States | US | USA | Texas |  | 62608 | 1840020877
Leatherhead, Surrey, United Kingdom | Leatherhead | Leatherhead | 51.295 | -0.329 | United Kingdom | GB | GBR | Surrey |  | 11316 | 1826812300
Leava, Sigave, Wallis And Futuna | Leava | Leava | -14.2933 | -178.1583 | Wallis And Futuna | WF | WLF | Sigave | admin |  | 1876731744
Leavenworth, Kansas, United States | Leavenworth | Leavenworth | 39.3239 | -94.924 | United States | US | USA | Kansas |  | 46192 | 1840001591
Leavesden Green, Hertfordshire, United Kingdom | Leavesden Green | Leavesden Green | 51.6967 | -0.3991 | United Kingdom | GB | GBR | Hertfordshire |  | 5612 | 1826090772
Leawood, Kansas, United States | Leawood | Leawood | 38.9076 | -94.6258 | United States | US | USA | Kansas |  | 34727 | 1840001638
Lebach, Saarland, Germany | Lebach | Lebach | 49.41 | 6.91 | Germany | DE | DEU | Saarland |  | 19006 | 1276242576
Lebane, Lebane, Serbia | Lebane | Lebane | 42.9167 | 21.7333 | Serbia | RS | SRB | Lebane | admin |  | 1688169172
Lebanon, Pennsylvania, United States | Lebanon | Lebanon | 40.3412 | -76.4227 | United States | US | USA | Pennsylvania |  | 78302 | 1840001347
Lebanon, Tennessee, United States | Lebanon | Lebanon | 36.204 | -86.3481 | United States | US | USA | Tennessee |  | 38518 | 1840014466
Lebanon, New Hampshire, United States | Lebanon | Lebanon | 43.6353 | -72.2531 | United States | US | USA | New Hampshire |  | 26666 | 1840002192
Lebanon, Oregon, United States | Lebanon | Lebanon | 44.5317 | -122.9071 | United States | US | USA | Oregon |  | 22160 | 1840019991
Lebanon, Ohio, United States | Lebanon | Lebanon | 39.4251 | -84.2135 | United States | US | USA | Ohio |  | 20659 | 1840001546
Lebanon, Indiana, United States | Lebanon | Lebanon | 40.0324 | -86.4551 | United States | US | USA | Indiana |  | 15680 | 1840008387
Lebanon, Missouri, United States | Lebanon | Lebanon | 37.6717 | -92.6603 | United States | US | USA | Missouri |  | 14360 | 1840008711
Lebanon, Connecticut, United States | Lebanon | Lebanon | 41.6313 | -72.2402 | United States | US | USA | Connecticut |  | 7256 | 1840035207
Lebanon, Maine, United States | Lebanon | Lebanon | 43.4033 | -70.9115 | United States | US | USA | Maine |  | 6230 | 1840052875
Lebanon, New Jersey, United States | Lebanon | Lebanon | 40.7278 | -74.8903 | United States | US | USA | New Jersey |  | 6132 | 1840001040
Lebanon, Kentucky, United States | Lebanon | Lebanon | 37.5689 | -85.2578 | United States | US | USA | Kentucky |  | 5817 | 1840014353
Lebedyan, Lipetskaya Oblast’, Russia | Lebedyan | Lebedyan | 53.0116 | 39.1281 | Russia | RU | RUS | Lipetskaya Oblast’ |  | 19288 | 1643241295
Lebedyn, Sums’ka Oblast’, Ukraine | Lebedyn | Lebedyn | 50.5831 | 34.4823 | Ukraine | UA | UKR | Sums’ka Oblast’ | minor | 14301 | 1804576509
Lębork, Pomorskie, Poland | Lębork | Lebork | 54.55 | 17.75 | Poland | PL | POL | Pomorskie | minor | 35374 | 1616424238
Lebowakgomo, Limpopo, South Africa | Lebowakgomo | Lebowakgomo | -24.305 | 29.565 | South Africa | ZA | ZAF | Limpopo |  | 33308 | 1710999076
Lebu, Biobío, Chile | Lebu | Lebu | -37.6103 | -73.6561 | Chile | CL | CHL | Biobío | minor | 22345 | 1152064207
Lecanto, Florida, United States | Lecanto | Lecanto | 28.8359 | -82.488 | United States | US | USA | Florida |  | 6264 | 1840014064
Lecce, Puglia, Italy | Lecce | Lecce | 40.352 | 18.1691 | Italy | IT | ITA | Puglia | minor | 94892 | 1380057273
Lecheng, Guangdong, China | Lecheng | Lecheng | 25.1307 | 113.3472 | China | CN | CHN | Guangdong | minor | 419500 | 1156612198
Lecherías, Anzoátegui, Venezuela | Lecherías | Lecherias | 10.1889 | -64.6951 | Venezuela | VE | VEN | Anzoátegui | minor | 37829 | 1862961933
Łęczna, Lubelskie, Poland | Łęczna | Leczna | 51.3 | 22.8833 | Poland | PL | POL | Lubelskie | minor | 21802 | 1616600546
Łęczyca, Łódzkie, Poland | Łęczyca | Leczyca | 52.0583 | 19.2 | Poland | PL | POL | Łódzkie | minor | 15593 | 1616649790
Ledbury, Herefordshire, United Kingdom | Ledbury | Ledbury | 52.0339 | -2.4235 | United Kingdom | GB | GBR | Herefordshire |  | 9290 | 1826478885
Ledeč nad Sázavou, Vysočina, Czechia | Ledeč nad Sázavou | Ledec nad Sazavou | 49.6952 | 15.2778 | Czechia | CZ | CZE | Vysočina |  | 5043 | 1203867932
Leduc, Alberta, Canada | Leduc | Leduc | 53.2594 | -113.5492 | Canada | CA | CAN | Alberta |  | 29993 | 1124170853
Ledyard, Connecticut, United States | Ledyard | Ledyard | 41.44 | -72.0167 | United States | US | USA | Connecticut |  | 14850 | 1840045034
Lee, New York, United States | Lee | Lee | 43.3257 | -75.5175 | United States | US | USA | New York |  | 6441 | 1840058235
Lee, Massachusetts, United States | Lee | Lee | 42.302 | -73.2341 | United States | US | USA | Massachusetts |  | 5760 | 1840053513
Lee Acres, New Mexico, United States | Lee Acres | Lee Acres | 36.7103 | -108.0725 | United States | US | USA | New Mexico |  | 6084 | 1840033565
Leeds, Leeds, United Kingdom | Leeds | Leeds | 53.7997 | -1.5492 | United Kingdom | GB | GBR | Leeds |  | 1901934 | 1826343963
Leeds, Alabama, United States | Leeds | Leeds | 33.5429 | -86.5636 | United States | US | USA | Alabama |  | 12040 | 1840005106
Leeds and the Thousand Islands, Ontario, Canada | Leeds and the Thousand Islands | Leeds and the Thousand Islands | 44.45 | -76.08 | Canada | CA | CAN | Ontario |  | 9465 | 1124000531
Leek, Staffordshire, United Kingdom | Leek | Leek | 53.108 | -2.0234 | United Kingdom | GB | GBR | Staffordshire |  | 20768 | 1826058750
Leer, Lower Saxony, Germany | Leer | Leer | 53.2308 | 7.4528 | Germany | DE | DEU | Lower Saxony | minor | 34486 | 1276392695
Leers, Hauts-de-France, France | Leers | Leers | 50.6817 | 3.2439 | France | FR | FRA | Hauts-de-France |  | 9473 | 1250179174
Lee's Summit, Missouri, United States | Lee's Summit | Lee's Summit | 38.9172 | -94.3816 | United States | US | USA | Missouri |  | 92522 | 1840032155
Leesburg, Florida, United States | Leesburg | Leesburg | 28.7657 | -81.8996 | United States | US | USA | Florida |  | 154574 | 1840015083
Leesburg, Virginia, United States | Leesburg | Leesburg | 39.1058 | -77.5544 | United States | US | USA | Virginia |  | 53727 | 1840005872
Leesville, Louisiana, United States | Leesville | Leesville | 31.1397 | -93.2741 | United States | US | USA | Louisiana |  | 8132 | 1840014974
Leeton, New South Wales, Australia | Leeton | Leeton | -34.5483 | 146.4011 | Australia | AU | AUS | New South Wales |  | 8623 | 1036102538
Leeuwarden, Fryslân, Netherlands | Leeuwarden | Leeuwarden | 53.2504 | 5.7834 | Netherlands | NL | NLD | Fryslân | admin | 125778 | 1528992603
Legazpi City, Albay, Philippines | Legazpi City | Legazpi City | 13.1333 | 123.7333 | Philippines | PH | PHL | Albay | admin | 196639 | 1608693683
Legnica, Dolnośląskie, Poland | Legnica | Legnica | 51.2101 | 16.1619 | Poland | PL | POL | Dolnośląskie | minor | 101133 | 1616578356
Lehi, Utah, United States | Lehi | Lehi | 40.4136 | -111.8726 | United States | US | USA | Utah |  | 69724 | 1840020168
Lehigh Acres, Florida, United States | Lehigh Acres | Lehigh Acres | 26.612 | -81.6388 | United States | US | USA | Florida |  | 119205 | 1840014220
Lehigh Township, Pennsylvania, United States | Lehigh Township | Lehigh Township | 40.7679 | -75.5394 | United States | US | USA | Pennsylvania |  | 10432 | 1840142186
Lehighton, Pennsylvania, United States | Lehighton | Lehighton | 40.8306 | -75.7166 | United States | US | USA | Pennsylvania |  | 5313 | 1840000933
Lehliu-Gară, Călăraşi, Romania | Lehliu-Gară | Lehliu-Gara | 44.4386 | 26.8533 | Romania | RO | ROU | Călăraşi |  | 6502 | 1642561263
Lehman, Pennsylvania, United States | Lehman | Lehman | 41.1518 | -74.9924 | United States | US | USA | Pennsylvania |  | 10178 | 1840147215
Lehrte, Lower Saxony, Germany | Lehrte | Lehrte | 52.3725 | 9.9769 | Germany | DE | DEU | Lower Saxony |  | 43999 | 1276716840
Lehututu, Kgalagadi, Botswana | Lehututu | Lehututu | -23.9696 | 21.87 | Botswana | BW | BWA | Kgalagadi |  | 1942 | 1072398415
Leibnitz, Steiermark, Austria | Leibnitz | Leibnitz | 46.7831 | 15.545 | Austria | AT | AUT | Steiermark | minor | 12176 | 1040580132
Leicester, Leicester, United Kingdom | Leicester | Leicester | 52.6333 | -1.1333 | United Kingdom | GB | GBR | Leicester |  | 508916 | 1826431946
Leicester, Massachusetts, United States | Leicester | Leicester | 42.24 | -71.912 | United States | US | USA | Massachusetts |  | 11286 | 1840053693
Leichlingen, North Rhine-Westphalia, Germany | Leichlingen | Leichlingen | 51.1167 | 7.0167 | Germany | DE | DEU | North Rhine-Westphalia |  | 28031 | 1276227302
Leigh, Wigan, United Kingdom | Leigh | Leigh | 53.4975 | -2.515 | United Kingdom | GB | GBR | Wigan |  | 41275 | 1826341448
Leigh-on-Sea, Southend-on-Sea, United Kingdom | Leigh-on-Sea | Leigh-on-Sea | 51.5425 | 0.6535 | United Kingdom | GB | GBR | Southend-on-Sea |  | 22509 | 1826850305
Leighton Buzzard, Central Bedfordshire, United Kingdom | Leighton Buzzard | Leighton Buzzard | 51.9165 | -0.6617 | United Kingdom | GB | GBR | Central Bedfordshire |  | 37000 | 1826486102
Leimen, Baden-Württemberg, Germany | Leimen | Leimen | 49.3481 | 8.6911 | Germany | DE | DEU | Baden-Württemberg |  | 26968 | 1276081089
Leinefelde, Thuringia, Germany | Leinefelde | Leinefelde | 51.3833 | 10.3333 | Germany | DE | DEU | Thuringia |  | 20124 | 1276779963
Leinfelden-Echterdingen, Baden-Württemberg, Germany | Leinfelden-Echterdingen | Leinfelden-Echterdingen | 48.6928 | 9.1428 | Germany | DE | DEU | Baden-Württemberg |  | 40092 | 1276447188
Leingarten, Baden-Württemberg, Germany | Leingarten | Leingarten | 49.15 | 9.1167 | Germany | DE | DEU | Baden-Württemberg |  | 11633 | 1276343480
Leipheim, Bavaria, Germany | Leipheim | Leipheim | 48.4489 | 10.2208 | Germany | DE | DEU | Bavaria |  | 7209 | 1276106198
Leipzig, Saxony, Germany | Leipzig | Leipzig | 51.35 | 12.3833 | Germany | DE | DEU | Saxony | minor | 542529 | 1276563678
Leiria, Leiria, Portugal | Leiria | Leiria | 39.7431 | -8.8069 | Portugal | PT | PRT | Leiria | admin | 126897 | 1620304777
Leisnig, Saxony, Germany | Leisnig | Leisnig | 51.1667 | 12.9167 | Germany | DE | DEU | Saxony |  | 8257 | 1276353533
Leiston, Suffolk, United Kingdom | Leiston | Leiston | 52.206 | 1.579 | United Kingdom | GB | GBR | Suffolk |  | 5508 | 1826695491
Leisure City, Florida, United States | Leisure City | Leisure City | 25.4937 | -80.4369 | United States | US | USA | Florida |  | 26080 | 1840014245
Leisure World, Maryland, United States | Leisure World | Leisure World | 39.1023 | -77.0691 | United States | US | USA | Maryland |  | 9321 | 1840073671
Leitchfield, Kentucky, United States | Leitchfield | Leitchfield | 37.4862 | -86.2857 | United States | US | USA | Kentucky |  | 6962 | 1840014366
Leith, Edinburgh, City of, United Kingdom | Leith | Leith | 55.98 | -3.17 | United Kingdom | GB | GBR | Edinburgh, City of |  | 50030 | 1826964931
Leiyang, Hunan, China | Leiyang | Leiyang | 26.4179 | 112.8457 | China | CN | CHN | Hunan | minor | 1151554 | 1156057789
Leizhou, Guangdong, China | Leizhou | Leizhou | 20.9147 | 110.0806 | China | CN | CHN | Guangdong |  | 1427664 | 1156863840
Leland, North Carolina, United States | Leland | Leland | 34.2044 | -78.0277 | United States | US | USA | North Carolina |  | 23544 | 1840016683
Leling, Shandong, China | Leling | Leling | 37.7333 | 117.2167 | China | CN | CHN | Shandong | minor | 689867 | 1156044041
Lely Resort, Florida, United States | Lely Resort | Lely Resort | 26.0889 | -81.7031 | United States | US | USA | Florida |  | 6340 | 1840028991
Lelydorp, Wanica, Suriname | Lelydorp | Lelydorp | 5.7 | -55.2333 | Suriname | SR | SUR | Wanica | admin |  | 1740222585
Lelystad, Flevoland, Netherlands | Lelystad | Lelystad | 52.5176 | 5.474 | Netherlands | NL | NLD | Flevoland | admin |  | 1528990721
Lemay, Missouri, United States | Lemay | Lemay | 38.5325 | -90.2845 | United States | US | USA | Missouri |  | 16814 | 1840006119
Leme, São Paulo, Brazil | Leme | Leme | -22.1858 | -47.39 | Brazil | BR | BRA | São Paulo |  | 99388 | 1076542731
Lemgo, North Rhine-Westphalia, Germany | Lemgo | Lemgo | 52.0277 | 8.9043 | Germany | DE | DEU | North Rhine-Westphalia |  | 40696 | 1276164957
Lemington, Newcastle upon Tyne, United Kingdom | Lemington | Lemington | 54.972 | -1.723 | United Kingdom | GB | GBR | Newcastle upon Tyne |  | 10228 | 1826216570
Lemmon Valley, Nevada, United States | Lemmon Valley | Lemmon Valley | 39.6879 | -119.8364 | United States | US | USA | Nevada |  | 5469 | 1840033785
Lemon Grove, California, United States | Lemon Grove | Lemon Grove | 32.7331 | -117.0344 | United States | US | USA | California |  | 26811 | 1840020621
Lemon Hill, California, United States | Lemon Hill | Lemon Hill | 38.5172 | -121.4573 | United States | US | USA | California |  | 14096 | 1840075922
Lemont, Illinois, United States | Lemont | Lemont | 41.6695 | -87.9836 | United States | US | USA | Illinois |  | 17291 | 1840011258
Lemoore, California, United States | Lemoore | Lemoore | 36.2949 | -119.7983 | United States | US | USA | California |  | 26725 | 1840020383
Lemoore Station, California, United States | Lemoore Station | Lemoore Station | 36.2633 | -119.9049 | United States | US | USA | California |  | 7063 | 1840074319
Lenart v Slovenskih Goricah, Lenart, Slovenia | Lenart v Slovenskih Goricah | Lenart v Slovenskih Goricah | 46.5755 | 15.8306 | Slovenia | SI | SVN | Lenart | admin |  | 1705719159
Lençóis Paulista, São Paulo, Brazil | Lençóis Paulista | Lencois Paulista | -22.5986 | -48.8003 | Brazil | BR | BRA | São Paulo |  | 66131 | 1076632312
Lendava, Lendava, Slovenia | Lendava | Lendava | 46.5662 | 16.4499 | Slovenia | SI | SVN | Lendava | admin | 2919 | 1705653525
Lenexa, Kansas, United States | Lenexa | Lenexa | 38.9609 | -94.8018 | United States | US | USA | Kansas |  | 55625 | 1840001639
Lengefeld, Saxony, Germany | Lengefeld | Lengefeld | 50.7167 | 13.1833 | Germany | DE | DEU | Saxony |  | 7634 | 1276387084
Lengenfeld, Saxony, Germany | Lengenfeld | Lengenfeld | 50.5667 | 12.3667 | Germany | DE | DEU | Saxony |  | 7118 | 1276728827
Lengerich, North Rhine-Westphalia, Germany | Lengerich | Lengerich | 52.175 | 7.8667 | Germany | DE | DEU | North Rhine-Westphalia |  | 22641 | 1276617854
Lengir, Ongtüstik Qazaqstan, Kazakhstan | Lengir | Lengir | 42.1899 | 69.8799 | Kazakhstan | KZ | KAZ | Ongtüstik Qazaqstan |  | 23058 | 1398031838
Lengshuijiang, Hunan, China | Lengshuijiang | Lengshuijiang | 27.6858 | 111.4279 | China | CN | CHN | Hunan |  | 370300 | 1156002852
Leninogorsk, Tatarstan, Russia | Leninogorsk | Leninogorsk | 54.5989 | 52.4423 | Russia | RU | RUS | Tatarstan |  | 62531 | 1643010350
Leninsk, Volgogradskaya Oblast’, Russia | Leninsk | Leninsk | 48.7 | 45.2 | Russia | RU | RUS | Volgogradskaya Oblast’ |  | 15064 | 1643120939
Leninsk-Kuznetskiy, Kemerovskaya Oblast’, Russia | Leninsk-Kuznetskiy | Leninsk-Kuznetskiy | 54.65 | 86.1667 | Russia | RU | RUS | Kemerovskaya Oblast’ |  | 96139 | 1643591516
Lənkəran, Lənkəran, Azerbaijan | Lənkəran | Lankaran | 38.7536 | 48.8511 | Azerbaijan | AZ | AZE | Lənkəran | admin | 51300 | 1031218031
Lennestadt, North Rhine-Westphalia, Germany | Lennestadt | Lennestadt | 51.1236 | 8.0681 | Germany | DE | DEU | North Rhine-Westphalia |  | 25503 | 1276165009
Lennox, California, United States | Lennox | Lennox | 33.938 | -118.3586 | United States | US | USA | California |  | 21329 | 1840017923
Lennox Head, New South Wales, Australia | Lennox Head | Lennox Head | -28.7983 | 153.5844 | Australia | AU | AUS | New South Wales |  | 6407 | 1036688711
Lenoir, North Carolina, United States | Lenoir | Lenoir | 35.9096 | -81.5247 | United States | US | USA | North Carolina |  | 17913 | 1840014493
Lenoir City, Tennessee, United States | Lenoir City | Lenoir City | 35.811 | -84.2818 | United States | US | USA | Tennessee |  | 9324 | 1840014514
Lenox, New York, United States | Lenox | Lenox | 43.1113 | -75.7582 | United States | US | USA | New York |  | 8933 | 1840058237
Lens, Hauts-de-France, France | Lens | Lens | 50.4322 | 2.8333 | France | FR | FRA | Hauts-de-France | minor | 31415 | 1250108513
Lensk, Sakha (Yakutiya), Russia | Lensk | Lensk | 60.7167 | 114.9 | Russia | RU | RUS | Sakha (Yakutiya) |  | 23479 | 1643009226
Lenti, Zala, Hungary | Lenti | Lenti | 46.6236 | 16.5458 | Hungary | HU | HUN | Zala | minor | 7348 | 1348130226
Lentvaris, Trakai, Lithuania | Lentvaris | Lentvaris | 54.6436 | 25.0517 | Lithuania | LT | LTU | Trakai |  | 10286 | 1440638790
Lenzburg, Aargau, Switzerland | Lenzburg | Lenzburg | 47.3875 | 8.1803 | Switzerland | CH | CHE | Aargau |  | 10569 | 1756304845
Léo, Centre-Ouest, Burkina Faso | Léo | Leo | 11.094 | -2.098 | Burkina Faso | BF | BFA | Centre-Ouest | minor | 26884 | 1854225723
Leoben, Steiermark, Austria | Leoben | Leoben | 47.3817 | 15.0972 | Austria | AT | AUT | Steiermark | minor | 24645 | 1040591429
Leola, Pennsylvania, United States | Leola | Leola | 40.0915 | -76.1891 | United States | US | USA | Pennsylvania |  | 7352 | 1840005492
Leominster, Massachusetts, United States | Leominster | Leominster | 42.5209 | -71.7717 | United States | US | USA | Massachusetts |  | 119690 | 1840000437
Leominster, Herefordshire, United Kingdom | Leominster | Leominster | 52.2282 | -2.7385 | United Kingdom | GB | GBR | Herefordshire |  | 11691 | 1826948829
León, León, Nicaragua | León | Leon | 12.4333 | -86.8833 | Nicaragua | NI | NIC | León | admin | 174051 | 1558654236
León, Castille-Leon, Spain | León | Leon | 42.5989 | -5.5669 | Spain | ES | ESP | Castille-Leon | minor | 124303 | 1724907542
León de los Aldama, Guanajuato, Mexico | León de los Aldama | Leon de los Aldama | 21.1167 | -101.6833 | Mexico | MX | MEX | Guanajuato | minor | 1454793 | 1484811199
Leon Valley, Texas, United States | Leon Valley | Leon Valley | 29.4954 | -98.6143 | United States | US | USA | Texas |  | 12306 | 1840020959
Leona Vicario, Quintana Roo, Mexico | Leona Vicario | Leona Vicario | 20.9922 | -87.2028 | Mexico | MX | MEX | Quintana Roo |  | 6517 | 1484013873
Leonardtown, Maryland, United States | Leonardtown | Leonardtown | 38.3039 | -76.6396 | United States | US | USA | Maryland |  | 6182 | 1840006232
Leonberg, Baden-Württemberg, Germany | Leonberg | Leonberg | 48.8014 | 9.0131 | Germany | DE | DEU | Baden-Württemberg |  | 48733 | 1276002040
Leonding, Oberösterreich, Austria | Leonding | Leonding | 48.2792 | 14.2528 | Austria | AT | AUT | Oberösterreich |  | 28698 | 1040991026
Leongatha, Victoria, Australia | Leongatha | Leongatha | -38.4833 | 145.95 | Australia | AU | AUS | Victoria |  | 5119 | 1036910660
Leonia, New Jersey, United States | Leonia | Leonia | 40.8638 | -73.9899 | United States | US | USA | New Jersey |  | 9035 | 1840000904
Leonora, Western Australia, Australia | Leonora | Leonora | -28.88 | 121.33 | Australia | AU | AUS | Western Australia |  | 781 | 1036140404
Leopold, Victoria, Australia | Leopold | Leopold | -38.1892 | 144.4644 | Australia | AU | AUS | Victoria |  | 12814 | 1036263278
Leopoldina, Minas Gerais, Brazil | Leopoldina | Leopoldina | -21.5319 | -42.6431 | Brazil | BR | BRA | Minas Gerais |  | 46742 | 1076352077
Leova, Leova, Moldova | Leova | Leova | 46.4786 | 28.2553 | Moldova | MD | MDA | Leova | admin | 7443 | 1498085636
Leping, Jiangxi, China | Leping | Leping | 28.9632 | 117.1203 | China | CN | CHN | Jiangxi | minor | 852800 | 1156705082
Leposaviq, Leposaviq, Kosovo | Leposaviq | Leposaviq | 43.1 | 20.8 | Kosovo | XK | XKS | Leposaviq | admin | 18600 | 1901974597
Lerdo de Tejada, Veracruz, Mexico | Lerdo de Tejada | Lerdo de Tejada | 18.638 | -95.5085 | Mexico | MX | MEX | Veracruz | minor | 19606 | 1484800186
Leribe, Leribe, Lesotho | Leribe | Leribe | -28.8734 | 28.0416 | Lesotho | LS | LSO | Leribe | admin | 47675 | 1426721246
Lerik, Lerik, Azerbaijan | Lerik | Lerik | 38.7753 | 48.4153 | Azerbaijan | AZ | AZE | Lerik | admin | 7301 | 1031887331
Lerma, México, Mexico | Lerma | Lerma | 19.2847 | -99.5119 | Mexico | MX | MEX | México | minor | 105578 | 1484402392
Lerma, Campeche, Mexico | Lerma | Lerma | 19.8 | -90.6 | Mexico | MX | MEX | Campeche |  | 8281 | 1484035396
Lermontov, Stavropol’skiy Kray, Russia | Lermontov | Lermontov | 44.1053 | 42.9717 | Russia | RU | RUS | Stavropol’skiy Kray |  | 22601 | 1643313776
Lerwick, Shetland Islands, United Kingdom | Lerwick | Lerwick | 60.155 | -1.145 | United Kingdom | GB | GBR | Shetland Islands |  | 6958 | 1826896340
Les Cayes, Sud, Haiti | Les Cayes | Les Cayes | 18.2004 | -73.75 | Haiti | HT | HTI | Sud | admin | 175457 | 1332587854
Les Cèdres, Quebec, Canada | Les Cèdres | Les Cedres | 45.3 | -74.05 | Canada | CA | CAN | Quebec |  | 6079 | 1124051098
Les Îles-de-la-Madeleine, Quebec, Canada | Les Îles-de-la-Madeleine | Les Iles-de-la-Madeleine | 47.3833 | -61.8667 | Canada | CA | CAN | Quebec |  | 12010 | 1124000721
Les Lilas, Île-de-France, France | Les Lilas | Les Lilas | 48.88 | 2.42 | France | FR | FRA | Île-de-France |  | 23045 | 1250804499
Les Mureaux, Île-de-France, France | Les Mureaux | Les Mureaux | 48.9875 | 1.9172 | France | FR | FRA | Île-de-France |  | 32792 | 1250306722
Les Pavillons-sous-Bois, Île-de-France, France | Les Pavillons-sous-Bois | Les Pavillons-sous-Bois | 48.9 | 2.5 | France | FR | FRA | Île-de-France |  | 23962 | 1250984996
Les Pennes-Mirabeau, Provence-Alpes-Côte d’Azur, France | Les Pennes-Mirabeau | Les Pennes-Mirabeau | 43.4106 | 5.3103 | France | FR | FRA | Provence-Alpes-Côte d’Azur |  | 21046 | 1250976076
Les Sables-d’Olonne, Pays de la Loire, France | Les Sables-d’Olonne | Les Sables-d'Olonne | 46.4972 | -1.7833 | France | FR | FRA | Pays de la Loire | minor | 44017 | 1250216385
Leshan, Sichuan, China | Leshan | Leshan | 29.5854 | 103.7575 | China | CN | CHN | Sichuan |  | 3364000 | 1156203130
Leskovac, Leskovac, Serbia | Leskovac | Leskovac | 42.9981 | 21.9461 | Serbia | RS | SRB | Leskovac | admin | 60288 | 1688752541
Lesmurdie, Western Australia, Australia | Lesmurdie | Lesmurdie | -31.994 | 116.05 | Australia | AU | AUS | Western Australia |  | 8437 | 1036803976
Lesnoy, Sverdlovskaya Oblast’, Russia | Lesnoy | Lesnoy | 58.6333 | 59.7833 | Russia | RU | RUS | Sverdlovskaya Oblast’ |  | 49056 | 1643751945
Lesosibirsk, Krasnoyarskiy Kray, Russia | Lesosibirsk | Lesosibirsk | 58.2333 | 92.4833 | Russia | RU | RUS | Krasnoyarskiy Kray |  | 59525 | 1643351184
Lesozavodsk, Primorskiy Kray, Russia | Lesozavodsk | Lesozavodsk | 45.4667 | 133.4 | Russia | RU | RUS | Primorskiy Kray |  | 37034 | 1643722124
Lessines, Wallonia, Belgium | Lessines | Lessines | 50.7117 | 3.83 | Belgium | BE | BEL | Wallonia |  | 18552 | 1056283764
Létavértes, Hajdú-Bihar, Hungary | Létavértes | Letavertes | 47.3833 | 21.9 | Hungary | HU | HUN | Hajdú-Bihar |  | 7061 | 1348145727
Letchworth, Hertfordshire, United Kingdom | Letchworth | Letchworth | 51.978 | -0.23 | United Kingdom | GB | GBR | Hertfordshire |  | 33249 | 1826971219
Lethbridge, Alberta, Canada | Lethbridge | Lethbridge | 49.6942 | -112.8328 | Canada | CA | CAN | Alberta |  | 92729 | 1124321200
Lethem, Upper Takutu-Upper Essequibo, Guyana | Lethem | Lethem | 3.3833 | -59.8 | Guyana | GY | GUY | Upper Takutu-Upper Essequibo | admin | 3000 | 1328749920
Leticia, Amazonas, Colombia | Leticia | Leticia | -4.215 | -69.9411 | Colombia | CO | COL | Amazonas | admin | 32450 | 1170548641
Letohrad, Pardubický Kraj, Czechia | Letohrad | Letohrad | 50.0358 | 16.4988 | Czechia | CZ | CZE | Pardubický Kraj |  | 6406 | 1203689778
Letovice, Jihomoravský Kraj, Czechia | Letovice | Letovice | 49.5471 | 16.5736 | Czechia | CZ | CZE | Jihomoravský Kraj |  | 6745 | 1203748184
Letpandan, Bago, Burma | Letpandan | Letpandan | 17.7866 | 95.7507 | Burma | MM | MMR | Bago |  | 176571 | 1104882792
Leulumoega, A‘ana, Samoa | Leulumoega | Leulumoega | -13.823 | -171.9613 | Samoa | WS | WSM | A‘ana | admin |  | 1882782502
Leun, Hesse, Germany | Leun | Leun | 50.55 | 8.3667 | Germany | DE | DEU | Hesse |  | 5728 | 1276802968
Leuna, Saxony-Anhalt, Germany | Leuna | Leuna | 51.3167 | 12.0167 | Germany | DE | DEU | Saxony-Anhalt |  | 13969 | 1276318458
Leutershausen, Bavaria, Germany | Leutershausen | Leutershausen | 49.2919 | 10.4162 | Germany | DE | DEU | Bavaria |  | 5615 | 1276210588
Leutkirch im Allgäu, Baden-Württemberg, Germany | Leutkirch im Allgäu | Leutkirch im Allgau | 47.8256 | 10.0222 | Germany | DE | DEU | Baden-Württemberg |  | 22803 | 1276589635
Levallois-Perret, Île-de-France, France | Levallois-Perret | Levallois-Perret | 48.895 | 2.2872 | France | FR | FRA | Île-de-France |  | 64379 | 1250809881
Levanger, Nord-Trøndelag, Norway | Levanger | Levanger | 63.7464 | 11.2996 | Norway | NO | NOR | Nord-Trøndelag | minor | 10333 | 1578010304
Levelland, Texas, United States | Levelland | Levelland | 33.5806 | -102.3636 | United States | US | USA | Texas |  | 13755 | 1840020606
Leven, Fife, United Kingdom | Leven | Leven | 56.195 | -2.9942 | United Kingdom | GB | GBR | Fife |  | 8850 | 1826961617
Leverkusen, North Rhine-Westphalia, Germany | Leverkusen | Leverkusen | 51.0333 | 6.9833 | Germany | DE | DEU | North Rhine-Westphalia | minor | 163838 | 1276002465
Levice, Nitriansky, Slovakia | Levice | Levice | 48.2136 | 18.6069 | Slovakia | SK | SVK | Nitriansky | minor | 32735 | 1703699284
Levin, Manawatu-Wanganui, New Zealand | Levin | Levin | -40.625 | 175.2833 | New Zealand | NZ | NZL | Manawatu-Wanganui |  | 17700 | 1554983635
Lévis, Quebec, Canada | Lévis | Levis | 46.8 | -71.1833 | Canada | CA | CAN | Quebec |  | 143414 | 1124958950
Levittown, New York, United States | Levittown | Levittown | 40.7241 | -73.5125 | United States | US | USA | New York |  | 51539 | 1840005270
Levittown, Puerto Rico, Puerto Rico | Levittown | Levittown | 18.4454 | -66.1759 | Puerto Rico | PR | PRI | Puerto Rico |  | 25225 | 1630035506
Levittown, Pennsylvania, United States | Levittown | Levittown | 40.1537 | -74.853 | United States | US | USA | Pennsylvania |  | 51726 | 1840005408
Levoča, Prešovský, Slovakia | Levoča | Levoca | 49.0228 | 20.5906 | Slovakia | SK | SVK | Prešovský | minor | 14803 | 1703381498
Lewes, Delaware, United States | Lewes | Lewes | 38.7777 | -75.1448 | United States | US | USA | Delaware |  | 29187 | 1840006068
Lewes, East Sussex, United Kingdom | Lewes | Lewes | 50.8756 | 0.0179 | United Kingdom | GB | GBR | East Sussex |  | 17297 | 1826774397
Lewisboro, New York, United States | Lewisboro | Lewisboro | 41.2697 | -73.5827 | United States | US | USA | New York |  | 12613 | 1840058242
Lewisburg, Pennsylvania, United States | Lewisburg | Lewisburg | 40.9642 | -76.8901 | United States | US | USA | Pennsylvania |  | 5708 | 1840003531
Lewisburg, Tennessee, United States | Lewisburg | Lewisburg | 35.4494 | -86.7897 | United States | US | USA | Tennessee |  | 11658 | 1840014544
Lewisburg, West Virginia, United States | Lewisburg | Lewisburg | 37.8096 | -80.4327 | United States | US | USA | West Virginia |  | 6917 | 1840006285
Lewiston, Maine, United States | Lewiston | Lewiston | 44.0915 | -70.1681 | United States | US | USA | Maine |  | 58802 | 1840000320
Lewiston, Idaho, United States | Lewiston | Lewiston | 46.3934 | -116.9934 | United States | US | USA | Idaho |  | 53384 | 1840019897
Lewiston, New York, United States | Lewiston | Lewiston | 43.1793 | -78.9709 | United States | US | USA | New York |  | 15897 | 1840004272
Lewistown, Pennsylvania, United States | Lewistown | Lewistown | 40.5964 | -77.573 | United States | US | USA | Pennsylvania |  | 21614 | 1840003592
Lewistown, Montana, United States | Lewistown | Lewistown | 47.0514 | -109.4524 | United States | US | USA | Montana |  | 5987 | 1840019823
Lewisville, Texas, United States | Lewisville | Lewisville | 33.0452 | -96.9823 | United States | US | USA | Texas |  | 109212 | 1840020639
Lewisville, North Carolina, United States | Lewisville | Lewisville | 36.103 | -80.4164 | United States | US | USA | North Carolina |  | 14228 | 1840016124
Lexden, Essex, United Kingdom | Lexden | Lexden | 51.8833 | 0.8667 | United Kingdom | GB | GBR | Essex |  | 5549 | 1826001135
Lexington, Kentucky, United States | Lexington | Lexington | 38.0423 | -84.4587 | United States | US | USA | Kentucky |  | 317110 | 1840015211
Lexington, Massachusetts, United States | Lexington | Lexington | 42.4456 | -71.2307 | United States | US | USA | Massachusetts |  | 33480 | 1840053638
Lexington, South Carolina, United States | Lexington | Lexington | 33.989 | -81.2202 | United States | US | USA | South Carolina |  | 22157 | 1840016724
Lexington, North Carolina, United States | Lexington | Lexington | 35.8017 | -80.2682 | United States | US | USA | North Carolina |  | 18933 | 1840015360
Lexington, Nebraska, United States | Lexington | Lexington | 40.7779 | -99.7461 | United States | US | USA | Nebraska |  | 10345 | 1840008285
Lexington, Virginia, United States | Lexington | Lexington | 37.7825 | -79.444 | United States | US | USA | Virginia |  | 9264 | 1840001689
Lexington, Tennessee, United States | Lexington | Lexington | 35.6618 | -88.3945 | United States | US | USA | Tennessee |  | 6763 | 1840014527
Lexington Park, Maryland, United States | Lexington Park | Lexington Park | 38.2543 | -76.4415 | United States | US | USA | Maryland |  | 11848 | 1840006231
Leyland, Lancashire, United Kingdom | Leyland | Leyland | 53.692 | -2.697 | United Kingdom | GB | GBR | Lancashire |  | 35578 | 1826726004
Leyton, Waltham Forest, United Kingdom | Leyton | Leyton | 51.5606 | -0.0155 | United Kingdom | GB | GBR | Waltham Forest |  | 14184 | 1826843295
Lezhë, Lezhë, Albania | Lezhë | Lezhe | 41.7805 | 19.6434 | Albania | AL | ALB | Lezhë | admin | 15510 | 1008889153
Lgov, Kurskaya Oblast’, Russia | Lgov | Lgov | 51.6667 | 35.2667 | Russia | RU | RUS | Kurskaya Oblast’ |  | 18774 | 1643991928
Lhasa, Tibet, China | Lhasa | Lhasa | 29.65 | 91.1 | China | CN | CHN | Tibet | admin | 902500 | 1156369972
Lhokseumawe, Aceh, Indonesia | Lhokseumawe | Lhokseumawe | 5.18 | 97.1506 | Indonesia | ID | IDN | Aceh |  | 180200 | 1360418625
Lhuentse, Lhuentse, Bhutan | Lhuentse | Lhuentse | 27.6679 | 91.1839 | Bhutan | BT | BTN | Lhuentse | admin |  | 1064227529
Lianhe, Heilongjiang, China | Lianhe | Lianhe | 47.1364 | 129.2859 | China | CN | CHN | Heilongjiang | minor | 121367 | 1156101860
Lianjiang, Guangdong, China | Lianjiang | Lianjiang | 21.6146 | 110.2794 | China | CN | CHN | Guangdong |  | 1443099 | 1156944106
Lianran, Yunnan, China | Lianran | Lianran | 24.9211 | 102.4778 | China | CN | CHN | Yunnan | minor | 341341 | 1156332794
Lianshan, Liaoning, China | Lianshan | Lianshan | 40.7503 | 120.83 | China | CN | CHN | Liaoning | minor | 2426000 | 1156046704
Lianyuan, Hunan, China | Lianyuan | Lianyuan | 27.6961 | 111.6659 | China | CN | CHN | Hunan | minor | 1162928 | 1156490109
Lianzhou, Guangdong, China | Lianzhou | Lianzhou | 24.7868 | 112.3735 | China | CN | CHN | Guangdong | minor | 384700 | 1156020454
Liaocheng, Shandong, China | Liaocheng | Liaocheng | 36.45 | 115.9833 | China | CN | CHN | Shandong | minor | 5955300 | 1156006600
Liaoyang, Liaoning, China | Liaoyang | Liaoyang | 41.2643 | 123.1772 | China | CN | CHN | Liaoning |  | 1800000 | 1156202749
Liaoyuan, Jilin, China | Liaoyuan | Liaoyuan | 42.8976 | 125.1381 | China | CN | CHN | Jilin |  | 506548 | 1156249772
Libenge, Sud-Ubangi, Congo (Kinshasa) | Libenge | Libenge | 3.6604 | 18.62 | Congo (Kinshasa) | CD | COD | Sud-Ubangi |  | 27053 | 1180325896
Liberal, Kansas, United States | Liberal | Liberal | 37.0466 | -100.9295 | United States | US | USA | Kansas |  | 18990 | 1840001704
Liberec, Liberecký Kraj, Czechia | Liberec | Liberec | 50.77 | 15.0584 | Czechia | CZ | CZE | Liberecký Kraj | admin | 104802 | 1203577727
Liberia, Guanacaste, Costa Rica | Liberia | Liberia | 10.6338 | -85.4333 | Costa Rica | CR | CRI | Guanacaste | admin | 45380 | 1188743090
Libertad, Buenos Aires, Argentina | Libertad | Libertad | -34.6833 | -58.6833 | Argentina | AR | ARG | Buenos Aires |  | 100324 | 1032241314
Libertador General San Martín, Jujuy, Argentina | Libertador General San Martín | Libertador General San Martin | -23.8 | -64.7833 | Argentina | AR | ARG | Jujuy | minor | 49267 | 1032649273
Liberty, Missouri, United States | Liberty | Liberty | 39.2394 | -94.4191 | United States | US | USA | Missouri |  | 32100 | 1840008502
Liberty, New York, United States | Liberty | Liberty | 41.8132 | -74.7775 | United States | US | USA | New York |  | 9378 | 1840004790
Liberty, Texas, United States | Liberty | Liberty | 30.0379 | -94.788 | United States | US | USA | Texas |  | 6435 | 1840020965
Liberty Lake, Washington, United States | Liberty Lake | Liberty Lake | 47.6687 | -117.1032 | United States | US | USA | Washington |  | 10956 | 1840037678
Libertyville, Illinois, United States | Libertyville | Libertyville | 42.287 | -87.967 | United States | US | USA | Illinois |  | 20205 | 1840011161
Libourne, Nouvelle-Aquitaine, France | Libourne | Libourne | 44.92 | -0.24 | France | FR | FRA | Nouvelle-Aquitaine | minor | 24845 | 1250403589
Librazhd, Elbasan, Albania | Librazhd | Librazhd | 41.1833 | 20.3167 | Albania | AL | ALB | Elbasan |  | 6937 | 1008800835
Libreville, Estuaire, Gabon | Libreville | Libreville | 0.3901 | 9.4544 | Gabon | GA | GAB | Estuaire | primary | 797003 | 1266952885
Lice, Diyarbakır, Turkey | Lice | Lice | 38.4549 | 40.6519 | Turkey | TR | TUR | Diyarbakır | minor | 26163 | 1792106480
Lich, Hesse, Germany | Lich | Lich | 50.5217 | 8.8208 | Germany | DE | DEU | Hesse |  | 13650 | 1276029431
Licheng, Jiangsu, China | Licheng | Licheng | 31.4174 | 119.4786 | China | CN | CHN | Jiangsu | minor | 749522 | 1156933354
Licheng, Guangxi, China | Licheng | Licheng | 24.4935 | 110.3902 | China | CN | CHN | Guangxi | minor | 352472 | 1156208986
Lichfield, Staffordshire, United Kingdom | Lichfield | Lichfield | 52.6835 | -1.8265 | United Kingdom | GB | GBR | Staffordshire |  | 33816 | 1826803495
Lichinga, Niassa, Mozambique | Lichinga | Lichinga | -13.3 | 35.2456 | Mozambique | MZ | MOZ | Niassa | admin | 142253 | 1508041628
Lichtenau, North Rhine-Westphalia, Germany | Lichtenau | Lichtenau | 51.6 | 8.8833 | Germany | DE | DEU | North Rhine-Westphalia |  | 10632 | 1276302835
Lichtenburg, North West, South Africa | Lichtenburg | Lichtenburg | -26.15 | 26.1667 | South Africa | ZA | ZAF | North West |  | 26338 | 1710444843
Lichtenfels, Bavaria, Germany | Lichtenfels | Lichtenfels | 50.1333 | 11.0333 | Germany | DE | DEU | Bavaria | minor | 20133 | 1276573026
Lichtenstein, Saxony, Germany | Lichtenstein | Lichtenstein | 50.7564 | 12.6317 | Germany | DE | DEU | Saxony |  | 11285 | 1276704122
Lichuan, Hubei, China | Lichuan | Lichuan | 30.2965 | 108.9378 | China | CN | CHN | Hubei |  | 913700 | 1156302762
Lida, Hrodzyenskaya Voblasts’, Belarus | Lida | Lida | 53.8872 | 25.3028 | Belarus | BY | BLR | Hrodzyenskaya Voblasts’ |  | 102700 | 1112110662
Liège, Wallonia, Belgium | Liège | Liege | 50.625 | 5.5907 | Belgium | BE | BEL | Wallonia | minor | 197885 | 1056513284
Lieģi, Durbes Novads, Latvia | Lieģi | Liegi | 56.5797 | 21.3338 | Latvia | LV | LVA | Durbes Novads | admin |  | 1428643853
Lieksa, Pohjois-Karjala, Finland | Lieksa | Lieksa | 63.3167 | 30.0167 | Finland | FI | FIN | Pohjois-Karjala | minor | 11772 | 1246128959
Lielvārde, Lielvārdes Novads, Latvia | Lielvārde | Lielvarde | 56.7175 | 24.8106 | Latvia | LV | LVA | Lielvārdes Novads | admin | 5973 | 1428614074
Lienz, Tirol, Austria | Lienz | Lienz | 46.8297 | 12.7697 | Austria | AT | AUT | Tirol | minor | 11844 | 1040923905
Liepāja, Liepāja, Latvia | Liepāja | Liepaja | 56.5083 | 21.0111 | Latvia | LV | LVA | Liepāja | admin | 69443 | 1428511842
Lierre, Flanders, Belgium | Lierre | Lierre | 51.1311 | 4.5697 | Belgium | BE | BEL | Flanders |  | 36646 | 1056505135
Liestal, Basel-Landschaft, Switzerland | Liestal | Liestal | 47.4839 | 7.735 | Switzerland | CH | CHE | Basel-Landschaft | admin | 14390 | 1756371637
Liévin, Hauts-de-France, France | Liévin | Lievin | 50.4228 | 2.7786 | France | FR | FRA | Hauts-de-France |  | 30785 | 1250072003
Liezen, Steiermark, Austria | Liezen | Liezen | 47.5667 | 14.2333 | Austria | AT | AUT | Steiermark | minor | 8191 | 1040464860
Lifford, Donegal, Ireland | Lifford | Lifford | 54.8356 | -7.4779 | Ireland | IE | IRL | Donegal | admin |  | 1372149317
Ligao, Albay, Philippines | Ligao | Ligao | 13.2167 | 123.5167 | Philippines | PH | PHL | Albay |  | 111399 | 1608907106
Līgatne, Līgatnes Novads, Latvia | Līgatne | Ligatne | 57.2336 | 25.0397 | Latvia | LV | LVA | Līgatnes Novads | admin | 1015 | 1428643118
Lighthouse Point, Florida, United States | Lighthouse Point | Lighthouse Point | 26.2785 | -80.0891 | United States | US | USA | Florida |  | 11270 | 1840015998
Ligonha, Nampula, Mozambique | Ligonha | Ligonha | -15.1757 | 37.74 | Mozambique | MZ | MOZ | Nampula |  | 3500 | 1508105140
Ligonier, Pennsylvania, United States | Ligonier | Ligonier | 40.2348 | -79.2137 | United States | US | USA | Pennsylvania |  | 6466 | 1840001143
Lihue, Hawaii, United States | Lihue | Lihue | 21.9728 | -159.3541 | United States | US | USA | Hawaii |  | 7381 | 1840029519
Lija, Lija, Malta | Lija | Lija | 35.9006 | 14.4464 | Malta | MT | MLT | Lija | admin |  | 1470862409
Likasi, Haut-Katanga, Congo (Kinshasa) | Likasi | Likasi | -10.9833 | 26.7333 | Congo (Kinshasa) | CD | COD | Haut-Katanga |  | 422535 | 1180978192
Likhoslavl, Tverskaya Oblast’, Russia | Likhoslavl | Likhoslavl | 57.1167 | 35.4667 | Russia | RU | RUS | Tverskaya Oblast’ |  | 11594 | 1643616895
Likino-Dulevo, Moskovskaya Oblast’, Russia | Likino-Dulevo | Likino-Dulevo | 55.7 | 38.95 | Russia | RU | RUS | Moskovskaya Oblast’ |  | 29376 | 1643014243
Lilan, Guangxi, China | Lilan | Lilan | 23.8163 | 108.8847 | China | CN | CHN | Guangxi |  | 114496 | 1156060534
Lilburn, Georgia, United States | Lilburn | Lilburn | 33.8887 | -84.1379 | United States | US | USA | Georgia |  | 12810 | 1840015613
Lille, Hauts-de-France, France | Lille | Lille | 50.6278 | 3.0583 | France | FR | FRA | Hauts-de-France | admin | 232787 | 1250071961
Lillehammer, Oppland, Norway | Lillehammer | Lillehammer | 61.1161 | 10.4578 | Norway | NO | NOR | Oppland | minor | 20580 | 1578724478
Lillesand, Aust-Agder, Norway | Lillesand | Lillesand | 58.2488 | 8.3778 | Norway | NO | NOR | Aust-Agder | minor | 7930 | 1578656800
Lilongwe, Lilongwe, Malawi | Lilongwe | Lilongwe | -13.9833 | 33.7833 | Malawi | MW | MWI | Lilongwe | primary | 781538 | 1454688499
Lima, Lima, Peru | Lima | Lima | -12.05 | -77.0333 | Peru | PE | PER | Lima | primary | 9848000 | 1604728603
Lima, Ohio, United States | Lima | Lima | 40.741 | -84.1121 | United States | US | USA | Ohio |  | 68878 | 1840002785
Liman, Lənkəran, Azerbaijan | Liman | Liman | 38.8733 | 48.8139 | Azerbaijan | AZ | AZE | Lənkəran |  | 8661 | 1031959844
Limassol, Lemesós, Cyprus | Limassol | Limassol | 34.675 | 33.0443 | Cyprus | CY | CYP | Lemesós | admin | 235056 | 1196136222
Limbach-Oberfrohna, Saxony, Germany | Limbach-Oberfrohna | Limbach-Oberfrohna | 50.8667 | 12.75 | Germany | DE | DEU | Saxony |  | 24029 | 1276772007
Limbaži, Limbažu Novads, Latvia | Limbaži | Limbazi | 57.5147 | 24.7131 | Latvia | LV | LVA | Limbažu Novads | admin | 7221 | 1428920312
Limbe, South-West, Cameroon | Limbe | Limbe | 4.0167 | 9.2167 | Cameroon | CM | CMR | South-West |  | 212474 | 1120635273
Limbourg, Wallonia, Belgium | Limbourg | Limbourg | 50.6122 | 5.9403 | Belgium | BE | BEL | Wallonia |  | 5939 | 1056726615
Limburg, Hesse, Germany | Limburg | Limburg | 50.3833 | 8.0667 | Germany | DE | DEU | Hesse | minor | 35243 | 1276188257
Limeil-Brévannes, Île-de-France, France | Limeil-Brévannes | Limeil-Brevannes | 48.7464 | 2.4883 | France | FR | FRA | Île-de-France |  | 27228 | 1250943881
Limeira, São Paulo, Brazil | Limeira | Limeira | -22.5647 | -47.4017 | Brazil | BR | BRA | São Paulo |  | 296440 | 1076508566
Limerick, Limerick, Ireland | Limerick | Limerick | 52.6653 | -8.6238 | Ireland | IE | IRL | Limerick | admin | 58319 | 1372126011
Limerick, Pennsylvania, United States | Limerick | Limerick | 40.2323 | -75.5344 | United States | US | USA | Pennsylvania |  | 18874 | 1840035062
Limoges, Nouvelle-Aquitaine, France | Limoges | Limoges | 45.8353 | 1.2625 | France | FR | FRA | Nouvelle-Aquitaine | minor | 283823 | 1250736774
Linares, Nuevo León, Mexico | Linares | Linares | 24.8597 | -99.5679 | Mexico | MX | MEX | Nuevo León | minor | 63104 | 1484504671
Linares, Maule, Chile | Linares | Linares | -35.8454 | -71.5979 | Chile | CL | CHL | Maule | minor | 73602 | 1152783281
Linares, Andalusia, Spain | Linares | Linares | 38.0833 | -3.6334 | Spain | ES | ESP | Andalusia |  | 59761 | 1724047784
Lincang, Yunnan, China | Lincang | Lincang | 23.8864 | 100.0871 | China | CN | CHN | Yunnan |  | 2429497 | 1156044130
Lincoln, Nebraska, United States | Lincoln | Lincoln | 40.809 | -96.6788 | United States | US | USA | Nebraska | admin | 289490 | 1840009357
Lincoln, Lincolnshire, United Kingdom | Lincoln | Lincoln | 53.2344 | -0.5386 | United Kingdom | GB | GBR | Lincolnshire |  | 97541 | 1826312785
Lincoln, California, United States | Lincoln | Lincoln | 38.8759 | -121.2916 | United States | US | USA | California |  | 48275 | 1840020231
Lincoln, Buenos Aires, Argentina | Lincoln | Lincoln | -34.85 | -61.5167 | Argentina | AR | ARG | Buenos Aires | minor | 24798 | 1032332688
Lincoln, Ontario, Canada | Lincoln | Lincoln | 43.13 | -79.43 | Canada | CA | CAN | Ontario |  | 23787 | 1124001767
Lincoln, Rhode Island, United States | Lincoln | Lincoln | 41.9171 | -71.4505 | United States | US | USA | Rhode Island |  | 21644 | 1840106233
Lincoln, Illinois, United States | Lincoln | Lincoln | 40.1508 | -89.3721 | United States | US | USA | Illinois |  | 16993 | 1840009447
Lincoln, Alabama, United States | Lincoln | Lincoln | 33.5935 | -86.1371 | United States | US | USA | Alabama |  | 6781 | 1840015698
Lincoln, Massachusetts, United States | Lincoln | Lincoln | 42.4266 | -71.3086 | United States | US | USA | Massachusetts |  | 6726 | 1840053639
Lincoln, Canterbury, New Zealand | Lincoln | Lincoln | -43.64 | 172.486 | New Zealand | NZ | NZL | Canterbury |  | 6030 | 1554645119
Lincoln City, Oregon, United States | Lincoln City | Lincoln City | 44.9751 | -124.0073 | United States | US | USA | Oregon |  | 12172 | 1840019974
Lincoln Park, Michigan, United States | Lincoln Park | Lincoln Park | 42.2432 | -83.1811 | United States | US | USA | Michigan |  | 36321 | 1840003984
Lincoln Park, New Jersey, United States | Lincoln Park | Lincoln Park | 40.9239 | -74.3035 | United States | US | USA | New Jersey |  | 10111 | 1840000953
Lincoln Village, Ohio, United States | Lincoln Village | Lincoln Village | 39.9532 | -83.1314 | United States | US | USA | Ohio |  | 10071 | 1840034388
Lincolnia, Virginia, United States | Lincolnia | Lincolnia | 38.8158 | -77.1543 | United States | US | USA | Virginia |  | 24808 | 1840006034
Lincolnshire, Illinois, United States | Lincolnshire | Lincolnshire | 42.1957 | -87.9182 | United States | US | USA | Illinois |  | 7893 | 1840011162
Lincolnton, North Carolina, United States | Lincolnton | Lincolnton | 35.4747 | -81.2385 | United States | US | USA | North Carolina |  | 24229 | 1840015427
Lincolnwood, Illinois, United States | Lincolnwood | Lincolnwood | 42.0054 | -87.7329 | United States | US | USA | Illinois |  | 12245 | 1840011259
Lincroft, New Jersey, United States | Lincroft | Lincroft | 40.3391 | -74.1283 | United States | US | USA | New Jersey |  | 6348 | 1840005449
Linda, California, United States | Linda | Linda | 39.1241 | -121.5421 | United States | US | USA | California |  | 19314 | 1840018800
Lindale, Texas, United States | Lindale | Lindale | 32.4934 | -95.4069 | United States | US | USA | Texas |  | 13442 | 1840022078
Lindau, Bavaria, Germany | Lindau | Lindau | 47.5458 | 9.6839 | Germany | DE | DEU | Bavaria |  | 25490 | 1276918139
Linden, Upper Demerara-Berbice, Guyana | Linden | Linden | 6 | -58.3 | Guyana | GY | GUY | Upper Demerara-Berbice | admin | 29298 | 1328531190
Linden, New Jersey, United States | Linden | Linden | 40.6251 | -74.2381 | United States | US | USA | New Jersey |  | 42361 | 1840001094
Lindenberg im Allgäu, Bavaria, Germany | Lindenberg im Allgäu | Lindenberg im Allgau | 47.6031 | 9.8861 | Germany | DE | DEU | Bavaria |  | 11546 | 1276413375
Lindenfels, Hesse, Germany | Lindenfels | Lindenfels | 49.6849 | 8.7803 | Germany | DE | DEU | Hesse |  | 5124 | 1276003590
Lindenhurst, New York, United States | Lindenhurst | Lindenhurst | 40.6858 | -73.371 | United States | US | USA | New York |  | 26801 | 1840005122
Lindenhurst, Illinois, United States | Lindenhurst | Lindenhurst | 42.4175 | -88.0257 | United States | US | USA | Illinois |  | 14216 | 1840011163
Lindenwold, New Jersey, United States | Lindenwold | Lindenwold | 39.8172 | -74.9898 | United States | US | USA | New Jersey |  | 17263 | 1840000730
Lindfield, West Sussex, United Kingdom | Lindfield | Lindfield | 51.0135 | -0.0833 | United Kingdom | GB | GBR | West Sussex |  | 5394 | 1826535163
Lindi, Lindi, Tanzania | Lindi | Lindi | -9.9969 | 39.7144 | Tanzania | TZ | TZA | Lindi | admin | 41549 | 1834550750
Lindóia, São Paulo, Brazil | Lindóia | Lindoia | -22.5231 | -46.65 | Brazil | BR | BRA | São Paulo |  | 7485 | 1076734969
Lindon, Utah, United States | Lindon | Lindon | 40.3414 | -111.7187 | United States | US | USA | Utah |  | 11100 | 1840020169
Lindong, Inner Mongolia, China | Lindong | Lindong | 43.9837 | 119.1834 | China | CN | CHN | Inner Mongolia | minor | 50000 | 1156448425
Lindsay, California, United States | Lindsay | Lindsay | 36.2082 | -119.0897 | United States | US | USA | California |  | 16713 | 1840020367
Lindstrom, Minnesota, United States | Lindstrom | Lindstrom | 45.387 | -92.8477 | United States | US | USA | Minnesota |  | 9023 | 1840008892
Linfen, Shanxi, China | Linfen | Linfen | 36.0812 | 111.5087 | China | CN | CHN | Shanxi |  | 4316610 | 1156416074
Linganore, Maryland, United States | Linganore | Linganore | 39.4111 | -77.3026 | United States | US | USA | Maryland |  | 8978 | 1840026627
Lingayen, Pangasinan, Philippines | Lingayen | Lingayen | 16.0218 | 120.2319 | Philippines | PH | PHL | Pangasinan | admin |  | 1608464071
Lingbao Chengguanzhen, Henan, China | Lingbao Chengguanzhen | Lingbao Chengguanzhen | 34.5221 | 110.8786 | China | CN | CHN | Henan | minor | 721049 | 1156837145
Lingen, Lower Saxony, Germany | Lingen | Lingen | 52.5233 | 7.3172 | Germany | DE | DEU | Lower Saxony |  | 54422 | 1276978218
Linghai, Liaoning, China | Linghai | Linghai | 41.1676 | 121.3558 | China | CN | CHN | Liaoning |  | 508079 | 1156081300
Linglestown, Pennsylvania, United States | Linglestown | Linglestown | 40.3445 | -76.795 | United States | US | USA | Pennsylvania |  | 5742 | 1840005401
Linguère, Louga, Senegal | Linguère | Linguere | 15.3833 | -15.2167 | Senegal | SN | SEN | Louga |  | 15482 | 1686531921
Lingyuan, Liaoning, China | Lingyuan | Lingyuan | 41.2407 | 119.3957 | China | CN | CHN | Liaoning |  | 570660 | 1156184681
Linhai, Zhejiang, China | Linhai | Linhai | 28.8523 | 121.1409 | China | CN | CHN | Zhejiang |  | 1028813 | 1156451663
Linhares, Espírito Santo, Brazil | Linhares | Linhares | -19.39 | -40.05 | Brazil | BR | BRA | Espírito Santo |  | 105075 | 1076355611
Linjiang, Jilin, China | Linjiang | Linjiang | 41.8082 | 126.9137 | China | CN | CHN | Jilin | minor | 173903 | 1156357534
Linköping, Östergötland, Sweden | Linköping | Linkoping | 58.4094 | 15.6257 | Sweden | SE | SWE | Östergötland | admin | 114582 | 1752963378
Linkou, Heilongjiang, China | Linkou | Linkou | 45.2819 | 130.2519 | China | CN | CHN | Heilongjiang | minor | 77754 | 1156383623
Linlithgow, West Lothian, United Kingdom | Linlithgow | Linlithgow | 55.9791 | -3.6105 | United Kingdom | GB | GBR | West Lothian |  | 19000 | 1826000089
Linnich, North Rhine-Westphalia, Germany | Linnich | Linnich | 50.9789 | 6.2678 | Germany | DE | DEU | North Rhine-Westphalia |  | 12593 | 1276427998
Lino Lakes, Minnesota, United States | Lino Lakes | Lino Lakes | 45.1679 | -93.083 | United States | US | USA | Minnesota |  | 22119 | 1840008902
Lins, São Paulo, Brazil | Lins | Lins | -21.6786 | -49.7425 | Brazil | BR | BRA | São Paulo |  | 76092 | 1076798294
Linslade, Central Bedfordshire, United Kingdom | Linslade | Linslade | 51.9243 | -0.6774 | United Kingdom | GB | GBR | Central Bedfordshire |  | 21590 | 1826448969
Linstead, Saint Catherine, Jamaica | Linstead | Linstead | 18.15 | -77.0167 | Jamaica | JM | JAM | Saint Catherine |  | 22757 | 1388611853
Linthicum, Maryland, United States | Linthicum | Linthicum | 39.2088 | -76.6625 | United States | US | USA | Maryland |  | 10895 | 1840005921
Linton, Indiana, United States | Linton | Linton | 39.0356 | -87.1586 | United States | US | USA | Indiana |  | 5596 | 1840009692
Linton Hall, Virginia, United States | Linton Hall | Linton Hall | 38.7551 | -77.575 | United States | US | USA | Virginia |  | 41088 | 1840006100
Linwood, New Jersey, United States | Linwood | Linwood | 39.3436 | -74.5708 | United States | US | USA | New Jersey |  | 6658 | 1840016701
Linxi, Inner Mongolia, China | Linxi | Linxi | 43.5171 | 118.0333 | China | CN | CHN | Inner Mongolia | minor | 679 | 1156608652
Linxia Chengguanzhen, Gansu, China | Linxia Chengguanzhen | Linxia Chengguanzhen | 35.6 | 103.2167 | China | CN | CHN | Gansu | minor | 274466 | 1156043522
Linyi, Shandong, China | Linyi | Linyi | 35.0606 | 118.3425 | China | CN | CHN | Shandong |  | 10820000 | 1156086320
Linz, Oberösterreich, Austria | Linz | Linz | 48.3 | 14.2833 | Austria | AT | AUT | Oberösterreich | admin | 204846 | 1040261171
Linz am Rhein, Rhineland-Palatinate, Germany | Linz am Rhein | Linz am Rhein | 50.5703 | 7.2847 | Germany | DE | DEU | Rhineland-Palatinate |  | 6200 | 1276609082
Lionville, Pennsylvania, United States | Lionville | Lionville | 40.0524 | -75.644 | United States | US | USA | Pennsylvania |  | 6323 | 1840005502
Lipa City, Batangas, Philippines | Lipa City | Lipa City | 13.9411 | 121.1622 | Philippines | PH | PHL | Batangas |  | 332386 | 1608615113
Lipany, Prešovský, Slovakia | Lipany | Lipany | 49.1528 | 20.9619 | Slovakia | SK | SVK | Prešovský |  | 6484 | 1703017227
Lipcani, Briceni, Moldova | Lipcani | Lipcani | 48.2653 | 26.8039 | Moldova | MD | MDA | Briceni |  | 5500 | 1498497733
Lipetsk, Lipetskaya Oblast’, Russia | Lipetsk | Lipetsk | 52.6167 | 39.6 | Russia | RU | RUS | Lipetskaya Oblast’ | admin | 510439 | 1643772906
Liphook, Hampshire, United Kingdom | Liphook | Liphook | 51.076 | -0.803 | United Kingdom | GB | GBR | Hampshire |  | 8491 | 1826850012
Lipjan, Lipjan, Kosovo | Lipjan | Lipjan | 42.53 | 21.1386 | Kosovo | XK | XKS | Lipjan | admin | 57605 | 1901682048
Lipki, Tul’skaya Oblast’, Russia | Lipki | Lipki | 53.95 | 37.7 | Russia | RU | RUS | Tul’skaya Oblast’ |  | 8541 | 1643393830
Lipkovo, Lipkovo, Macedonia | Lipkovo | Lipkovo | 42.1564 | 21.5853 | Macedonia | MK | MKD | Lipkovo | admin |  | 1807754347
Lipník nad Bečvou, Olomoucký Kraj, Czechia | Lipník nad Bečvou | Lipnik nad Becvou | 49.5275 | 17.5863 | Czechia | CZ | CZE | Olomoucký Kraj |  | 7982 | 1203395873
Lipova, Arad, Romania | Lipova | Lipova | 46.0894 | 21.6914 | Romania | RO | ROU | Arad |  | 10313 | 1642895162
Lippstadt, North Rhine-Westphalia, Germany | Lippstadt | Lippstadt | 51.6667 | 8.35 | Germany | DE | DEU | North Rhine-Westphalia |  | 67901 | 1276820778
Liptovský Hrádok, Žilinský, Slovakia | Liptovský Hrádok | Liptovsky Hradok | 49.0394 | 19.7244 | Slovakia | SK | SVK | Žilinský |  | 7528 | 1703762165
Liptovský Mikuláš, Žilinský, Slovakia | Liptovský Mikuláš | Liptovsky Mikulas | 49.0811 | 19.6181 | Slovakia | SK | SVK | Žilinský | minor | 32593 | 1703155005
Liquiçá, Liquiçá, Timor-Leste | Liquiçá | Liquica | -8.5935 | 125.3273 | Timor-Leste | TL | TLS | Liquiçá | admin | 5152 | 1626054379
Lira, Lira, Uganda | Lira | Lira | 2.2604 | 32.89 | Uganda | UG | UGA | Lira | admin | 135445 | 1800877735
Lisala, Mongala, Congo (Kinshasa) | Lisala | Lisala | 2.14 | 21.51 | Congo (Kinshasa) | CD | COD | Mongala | admin | 79235 | 1180477995
Lisbon, Lisboa, Portugal | Lisbon | Lisbon | 38.7452 | -9.1604 | Portugal | PT | PRT | Lisboa | primary | 506654 | 1620619017
Lisbon, Maine, United States | Lisbon | Lisbon | 44.0265 | -70.09 | United States | US | USA | Maine |  | 8896 | 1840066320
Lisbon, Ohio, United States | Lisbon | Lisbon | 40.7752 | -80.7628 | United States | US | USA | Ohio |  | 5372 | 1840011932
Lisburn, Lisburn and Castlereagh, United Kingdom | Lisburn | Lisburn | 54.5167 | -6.0333 | United Kingdom | GB | GBR | Lisburn and Castlereagh |  | 71465 | 1826667481
Lishui, Zhejiang, China | Lishui | Lishui | 28.45 | 119.9167 | China | CN | CHN | Zhejiang | minor | 2116957 | 1156858793
Lisieux, Normandie, France | Lisieux | Lisieux | 49.15 | 0.23 | France | FR | FRA | Normandie | minor | 20318 | 1250048111
Liski, Voronezhskaya Oblast’, Russia | Liski | Liski | 50.9822 | 39.4994 | Russia | RU | RUS | Voronezhskaya Oblast’ |  | 53897 | 1643945171
Lisle, Illinois, United States | Lisle | Lisle | 41.7918 | -88.0888 | United States | US | USA | Illinois |  | 23270 | 1840011401
Lismore, New South Wales, Australia | Lismore | Lismore | -28.8167 | 153.2833 | Australia | AU | AUS | New South Wales |  | 28720 | 1036024174
Liss, Hampshire, United Kingdom | Liss | Liss | 51.0429 | -0.8918 | United Kingdom | GB | GBR | Hampshire |  | 6291 | 1826487395
Litchfield, New Hampshire, United States | Litchfield | Litchfield | 42.843 | -71.455 | United States | US | USA | New Hampshire |  | 8538 | 1840055112
Litchfield, Connecticut, United States | Litchfield | Litchfield | 41.7413 | -73.1931 | United States | US | USA | Connecticut |  | 8198 | 1840004769
Litchfield, Illinois, United States | Litchfield | Litchfield | 39.1959 | -89.6295 | United States | US | USA | Illinois |  | 6731 | 1840009601
Litchfield, Minnesota, United States | Litchfield | Litchfield | 45.1221 | -94.5255 | United States | US | USA | Minnesota |  | 6549 | 1840008912
Litchfield Park, Arizona, United States | Litchfield Park | Litchfield Park | 33.5024 | -112.3586 | United States | US | USA | Arizona |  | 6436 | 1840020565
Liteni, Suceava, Romania | Liteni | Liteni | 47.52 | 26.5319 | Romania | RO | ROU | Suceava |  | 9596 | 1642459185
Litherland, Sefton, United Kingdom | Litherland | Litherland | 53.4727 | -2.999 | United Kingdom | GB | GBR | Sefton |  | 22242 | 1826594706
Lithgow, New South Wales, Australia | Lithgow | Lithgow | -33.4833 | 150.15 | Australia | AU | AUS | New South Wales |  | 12973 | 1036591538
Lithia Springs, Georgia, United States | Lithia Springs | Lithia Springs | 33.781 | -84.6485 | United States | US | USA | Georgia |  | 17216 | 1840013740
Litija, Litija, Slovenia | Litija | Litija | 46.0565 | 14.8303 | Slovenia | SI | SVN | Litija | admin |  | 1705902870
Lititz, Pennsylvania, United States | Lititz | Lititz | 40.154 | -76.3044 | United States | US | USA | Pennsylvania |  | 9465 | 1840003719
Litóchoro, Kentrikí Makedonía, Greece | Litóchoro | Litochoro | 40.1028 | 22.5069 | Greece | GR | GRC | Kentrikí Makedonía | minor | 6995 | 1300373052
Litoměřice, Ústecký Kraj, Czechia | Litoměřice | Litomerice | 50.5336 | 14.1319 | Czechia | CZ | CZE | Ústecký Kraj |  | 23849 | 1203149283
Litomyšl, Pardubický Kraj, Czechia | Litomyšl | Litomysl | 49.8721 | 16.3106 | Czechia | CZ | CZE | Pardubický Kraj |  | 10378 | 1203430500
Litovel, Olomoucký Kraj, Czechia | Litovel | Litovel | 49.7012 | 17.0762 | Czechia | CZ | CZE | Olomoucký Kraj |  | 9738 | 1203150242
Little Canada, Minnesota, United States | Little Canada | Little Canada | 45.0244 | -93.0863 | United States | US | USA | Minnesota |  | 10501 | 1840008936
Little Chute, Wisconsin, United States | Little Chute | Little Chute | 44.2905 | -88.3206 | United States | US | USA | Wisconsin |  | 12081 | 1840002408
Little Egg Harbor, New Jersey, United States | Little Egg Harbor | Little Egg Harbor | 39.5969 | -74.3454 | United States | US | USA | New Jersey |  | 20848 | 1840081598
Little Elm, Texas, United States | Little Elm | Little Elm | 33.1856 | -96.929 | United States | US | USA | Texas |  | 53126 | 1840020640
Little Falls, New Jersey, United States | Little Falls | Little Falls | 40.8762 | -74.218 | United States | US | USA | New Jersey |  | 14459 | 1840081807
Little Falls, Minnesota, United States | Little Falls | Little Falls | 45.9833 | -94.36 | United States | US | USA | Minnesota |  | 9406 | 1840008861
Little Ferry, New Jersey, United States | Little Ferry | Little Ferry | 40.8463 | -74.0388 | United States | US | USA | New Jersey |  | 10739 | 1840003534
Little Hulton, Salford, United Kingdom | Little Hulton | Little Hulton | 53.53 | -2.418 | United Kingdom | GB | GBR | Salford |  | 13469 | 1826921143
Little Lever, Bolton, United Kingdom | Little Lever | Little Lever | 53.563 | -2.369 | United Kingdom | GB | GBR | Bolton |  | 12803 | 1826282057
Little River, South Carolina, United States | Little River | Little River | 33.8787 | -78.6393 | United States | US | USA | South Carolina |  | 9523 | 1840013648
Little Rock, Arkansas, United States | Little Rock | Little Rock | 34.7256 | -92.3576 | United States | US | USA | Arkansas | admin | 439815 | 1840015509
Little Silver, New Jersey, United States | Little Silver | Little Silver | 40.3357 | -74.0346 | United States | US | USA | New Jersey |  | 5782 | 1840003671
Littleborough, Rochdale, United Kingdom | Littleborough | Littleborough | 53.644 | -2.098 | United Kingdom | GB | GBR | Rochdale |  | 7467 | 1826853866
Littlefield, Texas, United States | Littlefield | Littlefield | 33.9191 | -102.3349 | United States | US | USA | Texas |  | 5423 | 1840020539
Littlehampton, West Sussex, United Kingdom | Littlehampton | Littlehampton | 50.8094 | -0.5409 | United Kingdom | GB | GBR | West Sussex |  | 27795 | 1826096073
Littlemore, Oxfordshire, United Kingdom | Littlemore | Littlemore | 51.72 | -1.227 | United Kingdom | GB | GBR | Oxfordshire |  | 5646 | 1826684335
Littleover, Derby, United Kingdom | Littleover | Littleover | 52.906 | -1.505 | United Kingdom | GB | GBR | Derby |  | 23958 | 1826553059
Littleport, Cambridgeshire, United Kingdom | Littleport | Littleport | 52.4568 | 0.3046 | United Kingdom | GB | GBR | Cambridgeshire |  | 8738 | 1826638568
Littlestown, Pennsylvania, United States | Littlestown | Littlestown | 39.7452 | -77.0892 | United States | US | USA | Pennsylvania |  | 6409 | 1840000684
Littleton, Colorado, United States | Littleton | Littleton | 39.5915 | -105.0188 | United States | US | USA | Colorado |  | 48065 | 1840020213
Littleton, Massachusetts, United States | Littleton | Littleton | 42.535 | -71.4891 | United States | US | USA | Massachusetts |  | 9935 | 1840070362
Littleton, New Hampshire, United States | Littleton | Littleton | 44.3322 | -71.8097 | United States | US | USA | New Hampshire |  | 5927 | 1840055127
Litvínov, Ústecký Kraj, Czechia | Litvínov | Litvinov | 50.6008 | 13.6112 | Czechia | CZ | CZE | Ústecký Kraj |  | 23661 | 1203716170
Lityn, Vinnyts’ka Oblast’, Ukraine | Lityn | Lityn | 49.3255 | 28.0872 | Ukraine | UA | UKR | Vinnyts’ka Oblast’ | minor | 6658 | 1804831001
Liubotyn, Kharkivs’ka Oblast’, Ukraine | Liubotyn | Liubotyn | 49.9489 | 35.9306 | Ukraine | UA | UKR | Kharkivs’ka Oblast’ |  | 20887 | 1804620993
Liuhe, Jilin, China | Liuhe | Liuhe | 42.2789 | 125.7173 | China | CN | CHN | Jilin | minor | 68938 | 1156459313
Liuzhou, Guangxi, China | Liuzhou | Liuzhou | 24.3181 | 109.4069 | China | CN | CHN | Guangxi | minor | 3758704 | 1156360785
Livada, Satu Mare, Romania | Livada | Livada | 47.8667 | 23.1333 | Romania | RO | ROU | Satu Mare |  | 6773 | 1642793209
Livadeiá, Stereá Elláda, Greece | Livadeiá | Livadeia | 38.4333 | 22.8667 | Greece | GR | GRC | Stereá Elláda | minor | 21379 | 1300871430
Līvāni, Līvānu Novads, Latvia | Līvāni | Livani | 56.3539 | 26.1761 | Latvia | LV | LVA | Līvānu Novads | admin | 7343 | 1428769984
Live Oak, California, United States | Live Oak | Live Oak | 36.986 | -121.9804 | United States | US | USA | California |  | 17390 | 1840144061
Live Oak, Texas, United States | Live Oak | Live Oak | 29.5545 | -98.3404 | United States | US | USA | Texas |  | 16499 | 1840020960
Live Oak, Florida, United States | Live Oak | Live Oak | 30.2956 | -82.9847 | United States | US | USA | Florida |  | 7118 | 1840015929
Livermore, California, United States | Livermore | Livermore | 37.6862 | -121.7608 | United States | US | USA | California |  | 90923 | 1840020294
Liverpool, Liverpool, United Kingdom | Liverpool | Liverpool | 53.4 | -2.9833 | United Kingdom | GB | GBR | Liverpool |  | 864122 | 1826558678
Liversedge, Kirklees, United Kingdom | Liversedge | Liversedge | 53.7067 | -1.69 | United Kingdom | GB | GBR | Kirklees |  | 19420 | 1826334661
Livingston, West Lothian, United Kingdom | Livingston | Livingston | 55.8834 | -3.5157 | United Kingdom | GB | GBR | West Lothian |  | 57030 | 1826286558
Livingston, New Jersey, United States | Livingston | Livingston | 40.7855 | -74.3291 | United States | US | USA | New Jersey |  | 29698 | 1840081749
Livingston, California, United States | Livingston | Livingston | 37.3875 | -120.7248 | United States | US | USA | California |  | 14896 | 1840020311
Livingston, Montana, United States | Livingston | Livingston | 45.6666 | -110.5538 | United States | US | USA | Montana |  | 9050 | 1840019906
Livingston, Texas, United States | Livingston | Livingston | 30.71 | -94.9381 | United States | US | USA | Texas |  | 5048 | 1840022159
Lívingston, Izabal, Guatemala | Lívingston | Livingston | 15.83 | -88.75 | Guatemala | GT | GTM | Izabal | minor | 76310 | 1320970605
Livingstone, Southern, Zambia | Livingstone | Livingstone | -17.85 | 25.8667 | Zambia | ZM | ZMB | Southern |  | 136897 | 1894634581
Livno, Bosnia and Herzegovina, Federation of, Bosnia And Herzegovina | Livno | Livno | 43.8269 | 17.0081 | Bosnia And Herzegovina | BA | BIH | Bosnia and Herzegovina, Federation of | minor | 9045 | 1070523528
Livny, Orlovskaya Oblast’, Russia | Livny | Livny | 52.4253 | 37.6083 | Russia | RU | RUS | Orlovskaya Oblast’ |  | 47221 | 1643284653
Livonia, Michigan, United States | Livonia | Livonia | 42.3972 | -83.3733 | United States | US | USA | Michigan |  | 93665 | 1840003985
Livonia, New York, United States | Livonia | Livonia | 42.8091 | -77.6523 | United States | US | USA | New York |  | 7601 | 1840004425
Livorno, Tuscany, Italy | Livorno | Livorno | 43.55 | 10.3167 | Italy | IT | ITA | Tuscany | minor | 159020 | 1380159305
Livry-Gargan, Île-de-France, France | Livry-Gargan | Livry-Gargan | 48.9192 | 2.5361 | France | FR | FRA | Île-de-France |  | 44437 | 1250653520
Ljig, Ljig, Serbia | Ljig | Ljig | 44.2266 | 20.2394 | Serbia | RS | SRB | Ljig | admin |  | 1688555007
Ljubljana, Ljubljana, Slovenia | Ljubljana | Ljubljana | 46.05 | 14.5167 | Slovenia | SI | SVN | Ljubljana | primary | 284355 | 1705917455
Ljubno, Ljubno, Slovenia | Ljubno | Ljubno | 46.3456 | 14.835 | Slovenia | SI | SVN | Ljubno | admin |  | 1705083617
Ljubovija, Ljubovija, Serbia | Ljubovija | Ljubovija | 44.1896 | 19.3785 | Serbia | RS | SRB | Ljubovija | admin |  | 1688274240
Ljutomer, Ljutomer, Slovenia | Ljutomer | Ljutomer | 46.5208 | 16.1975 | Slovenia | SI | SVN | Ljutomer | admin |  | 1705303708
Llallagua, Potosí, Bolivia | Llallagua | Llallagua | -18.4231 | -66.5856 | Bolivia | BO | BOL | Potosí |  | 28069 | 1068159509
Llandudno, Conwy, United Kingdom | Llandudno | Llandudno | 53.325 | -3.826 | United Kingdom | GB | GBR | Conwy |  | 20701 | 1826130998
Llandudno Junction, Conwy, United Kingdom | Llandudno Junction | Llandudno Junction | 53.284 | -3.809 | United Kingdom | GB | GBR | Conwy |  | 6722 | 1826451209
Llanelli, Carmarthenshire, United Kingdom | Llanelli | Llanelli | 51.684 | -4.163 | United Kingdom | GB | GBR | Carmarthenshire |  | 49591 | 1826934854
Llangefni, Isle of Anglesey, United Kingdom | Llangefni | Llangefni | 53.256 | -4.314 | United Kingdom | GB | GBR | Isle of Anglesey |  | 5116 | 1826557923
Llantrisant, Rhondda Cynon Taff, United Kingdom | Llantrisant | Llantrisant | 51.5423 | -3.3785 | United Kingdom | GB | GBR | Rhondda Cynon Taff |  | 15313 | 1826229863
Llantwit Fardre, Rhondda Cynon Taff, United Kingdom | Llantwit Fardre | Llantwit Fardre | 51.5578 | -3.3341 | United Kingdom | GB | GBR | Rhondda Cynon Taff |  | 6099 | 1826473796
Llantwit Major, Vale of Glamorgan, The, United Kingdom | Llantwit Major | Llantwit Major | 51.4062 | -3.475 | United Kingdom | GB | GBR | Vale of Glamorgan, The |  | 9486 | 1826528530
Llica, Potosí, Bolivia | Llica | Llica | -19.8496 | -68.25 | Bolivia | BO | BOL | Potosí |  | 553 | 1068053822
Lloyd, New York, United States | Lloyd | Lloyd | 41.7286 | -73.9962 | United States | US | USA | New York |  | 10515 | 1840058260
Lloydminster, Saskatchewan, Canada | Lloydminster | Lloydminster | 53.2783 | -110.005 | Canada | CA | CAN | Saskatchewan |  | 31410 | 1124051728
Lloydminster, Alberta, Canada | Lloydminster | Lloydminster | 53.2807 | -110.035 | Canada | CA | CAN | Alberta |  | 19645 | 1124000858
Lo Miranda, Libertador General Bernardo O’Higgins, Chile | Lo Miranda | Lo Miranda | -34.1957 | -70.8891 | Chile | CL | CHL | Libertador General Bernardo O’Higgins |  | 9000 | 1152468313
Loango, Kouilou, Congo (Brazzaville) | Loango | Loango | -4.6519 | 11.8125 | Congo (Brazzaville) | CG | COG | Kouilou | admin |  | 1178836764
Lobamba, Hhohho, Swaziland | Lobamba | Lobamba | -26.4167 | 31.1667 | Swaziland | SZ | SWZ | Hhohho | primary | 5800 | 1748963140
Lobatse, Lobatse, Botswana | Lobatse | Lobatse | -25.2167 | 25.6667 | Botswana | BW | BWA | Lobatse | admin | 29700 | 1072740062
Löbau, Saxony, Germany | Löbau | Lobau | 51.0944 | 14.6667 | Germany | DE | DEU | Saxony |  | 14643 | 1276786301
Lobito, Benguela, Angola | Lobito | Lobito | -12.37 | 13.5412 | Angola | AO | AGO | Benguela |  | 207932 | 1024128946
Lobnya, Moskovskaya Oblast’, Russia | Lobnya | Lobnya | 56.0167 | 37.4833 | Russia | RU | RUS | Moskovskaya Oblast’ |  | 88220 | 1643040713
Lobos, Buenos Aires, Argentina | Lobos | Lobos | -35.1864 | -59.0961 | Argentina | AR | ARG | Buenos Aires | minor | 18278 | 1032314483
Locarno, Ticino, Switzerland | Locarno | Locarno | 46.1664 | 8.7997 | Switzerland | CH | CHE | Ticino |  | 16012 | 1756696211
Lochbuie, Colorado, United States | Lochbuie | Lochbuie | 40.0119 | -104.7271 | United States | US | USA | Colorado |  | 6366 | 1840021373
Lochearn, Maryland, United States | Lochearn | Lochearn | 39.346 | -76.7307 | United States | US | USA | Maryland |  | 26271 | 1840005694
Lochgelly, Fife, United Kingdom | Lochgelly | Lochgelly | 56.1282 | -3.3111 | United Kingdom | GB | GBR | Fife |  | 6834 | 1826860287
Lock Haven, Pennsylvania, United States | Lock Haven | Lock Haven | 41.1365 | -77.4521 | United States | US | USA | Pennsylvania |  | 16490 | 1840003450
Lockhart, Florida, United States | Lockhart | Lockhart | 28.6271 | -81.4354 | United States | US | USA | Florida |  | 14775 | 1840014095
Lockhart, Texas, United States | Lockhart | Lockhart | 29.8785 | -97.6831 | United States | US | USA | Texas |  | 13731 | 1840020936
Lockport, New York, United States | Lockport | Lockport | 43.1698 | -78.6956 | United States | US | USA | New York |  | 34561 | 1840000370
Lockport, Illinois, United States | Lockport | Lockport | 41.5904 | -88.0292 | United States | US | USA | Illinois |  | 25615 | 1840009256
Lockwood, Montana, United States | Lockwood | Lockwood | 45.8199 | -108.4072 | United States | US | USA | Montana |  | 7479 | 1840018492
Locust Grove, Georgia, United States | Locust Grove | Locust Grove | 33.3442 | -84.1071 | United States | US | USA | Georgia |  | 8243 | 1840015705
Lod, Central, Israel | Lod | Lod | 31.95 | 34.9 | Israel | IL | ISR | Central |  | 75700 | 1376929543
Lodeynoye Pole, Leningradskaya Oblast’, Russia | Lodeynoye Pole | Lodeynoye Pole | 60.7333 | 33.55 | Russia | RU | RUS | Leningradskaya Oblast’ |  | 19458 | 1643012084
Lodi, New Jersey, United States | Lodi | Lodi | 40.8784 | -74.0814 | United States | US | USA | New Jersey |  | 24347 | 1840003535
Lodi, California, United States | Lodi | Lodi | 38.1218 | -121.2932 | United States | US | USA | California |  | 74773 | 1840020263
Lodja, Sankuru, Congo (Kinshasa) | Lodja | Lodja | -3.49 | 23.42 | Congo (Kinshasa) | CD | COD | Sankuru |  | 68244 | 1180001261
Lodwar, Turkana, Kenya | Lodwar | Lodwar | 3.1167 | 35.6 | Kenya | KE | KEN | Turkana | admin | 82970 | 1404993573
Łódź, Łódzkie, Poland | Łódź | Lodz | 51.7769 | 19.4547 | Poland | PL | POL | Łódzkie | admin | 690422 | 1616832750
Loei, Loei, Thailand | Loei | Loei | 17.4903 | 101.725 | Thailand | TH | THA | Loei | admin | 22339 | 1764996883
Löffingen, Baden-Württemberg, Germany | Löffingen | Loffingen | 47.8839 | 8.3436 | Germany | DE | DEU | Baden-Württemberg |  | 7676 | 1276473515
Loftus, Redcar and Cleveland, United Kingdom | Loftus | Loftus | 54.5569 | -0.8919 | United Kingdom | GB | GBR | Redcar and Cleveland |  | 7988 | 1826443898
Log, Log-Dragomer, Slovenia | Log | Log | 46.0167 | 14.3667 | Slovenia | SI | SVN | Log-Dragomer | admin |  | 1705822369
Logan, Utah, United States | Logan | Logan | 41.74 | -111.8419 | United States | US | USA | Utah |  | 101616 | 1840020108
Logan, West Virginia, United States | Logan | Logan | 37.8509 | -81.9857 | United States | US | USA | West Virginia |  | 8882 | 1840006336
Logan, Ohio, United States | Logan | Logan | 39.5386 | -82.4063 | United States | US | USA | Ohio |  | 7930 | 1840009566
Logan, New Jersey, United States | Logan | Logan | 39.7923 | -75.355 | United States | US | USA | New Jersey |  | 5949 | 1840081673
Logan Township, Pennsylvania, United States | Logan Township | Logan Township | 40.5263 | -78.4235 | United States | US | USA | Pennsylvania |  | 12414 | 1840151322
Logansport, Indiana, United States | Logansport | Logansport | 40.7472 | -86.3519 | United States | US | USA | Indiana |  | 20608 | 1840013861
Loganville, Georgia, United States | Loganville | Loganville | 33.8353 | -83.8957 | United States | US | USA | Georgia |  | 12880 | 1840015656
Logashkino, Sakha (Yakutiya), Russia | Logashkino | Logashkino | 70.8504 | 153.9 | Russia | RU | RUS | Sakha (Yakutiya) |  | 0 | 1643050775
Logatec, Logatec, Slovenia | Logatec | Logatec | 45.9144 | 14.2258 | Slovenia | SI | SVN | Logatec | admin |  | 1705275257
Logroño, La Rioja, Spain | Logroño | Logrono | 42.4704 | -2.43 | Spain | ES | ESP | La Rioja | admin | 143698 | 1724721513
Lohja, Uusimaa, Finland | Lohja | Lohja | 60.25 | 24.0667 | Finland | FI | FIN | Uusimaa | minor | 47353 | 1246687472
Lohmar, North Rhine-Westphalia, Germany | Lohmar | Lohmar | 50.8415 | 7.2166 | Germany | DE | DEU | North Rhine-Westphalia |  | 30363 | 1276535520
Lohne, Lower Saxony, Germany | Lohne | Lohne | 52.6667 | 8.2386 | Germany | DE | DEU | Lower Saxony |  | 26762 | 1276514079
Löhne, North Rhine-Westphalia, Germany | Löhne | Lohne | 52.2 | 8.7 | Germany | DE | DEU | North Rhine-Westphalia |  | 39697 | 1276788847
Loikaw, Kayah State, Burma | Loikaw | Loikaw | 19.6742 | 97.2092 | Burma | MM | MMR | Kayah State | admin | 11000 | 1104542517
Loimaa, Varsinais-Suomi, Finland | Loimaa | Loimaa | 60.8514 | 23.0583 | Finland | FI | FIN | Varsinais-Suomi | minor | 16467 | 1246923432
Loja, Loja, Ecuador | Loja | Loja | -3.9906 | -79.205 | Ecuador | EC | ECU | Loja | admin | 170280 | 1218739896
Loja, Sējas Novads, Latvia | Loja | Loja | 57.1534 | 24.6433 | Latvia | LV | LVA | Sējas Novads | admin |  | 1428831058
Loja, Andalusia, Spain | Loja | Loja | 37.1667 | -4.15 | Spain | ES | ESP | Andalusia |  | 20342 | 1724466102
Lokeren, Flanders, Belgium | Lokeren | Lokeren | 51.1 | 3.9833 | Belgium | BE | BEL | Flanders |  | 41057 | 1056040417
Lokhvytsya, Poltavs’ka Oblast’, Ukraine | Lokhvytsya | Lokhvytsya | 50.361 | 33.2652 | Ukraine | UA | UKR | Poltavs’ka Oblast’ | minor | 11485 | 1804270399
Lokoja, Kogi, Nigeria | Lokoja | Lokoja | 7.8004 | 6.7399 | Nigeria | NG | NGA | Kogi | admin | 60579 | 1566772925
Lokossa, Mono, Benin | Lokossa | Lokossa | 6.615 | 1.715 | Benin | BJ | BEN | Mono | admin | 86971 | 1204036358
Lokwabe, Kgalagadi, Botswana | Lokwabe | Lokwabe | -24.1696 | 21.83 | Botswana | BW | BWA | Kgalagadi |  | 1473 | 1072642304
Lollar, Hesse, Germany | Lollar | Lollar | 50.6497 | 8.7044 | Germany | DE | DEU | Hesse |  | 10395 | 1276402462
Lom, Montana, Bulgaria | Lom | Lom | 43.8272 | 23.2364 | Bulgaria | BG | BGR | Montana | minor | 25172 | 1100440040
Lom Sak, Phetchabun, Thailand | Lom Sak | Lom Sak | 16.7775 | 101.2468 | Thailand | TH | THA | Phetchabun | minor | 12290 | 1764798281
Loma Linda, California, United States | Loma Linda | Loma Linda | 34.0451 | -117.2498 | United States | US | USA | California |  | 24482 | 1840020406
Lomas de Sargentillo, Guayas, Ecuador | Lomas de Sargentillo | Lomas de Sargentillo | -1.8833 | -80.0833 | Ecuador | EC | ECU | Guayas |  | 13775 | 1218238536
Lomas del Mirador, Buenos Aires, Argentina | Lomas del Mirador | Lomas del Mirador | -34.6667 | -58.5297 | Argentina | AR | ARG | Buenos Aires |  | 71479 | 1032639381
Lombard, Illinois, United States | Lombard | Lombard | 41.8742 | -88.0157 | United States | US | USA | Illinois |  | 44303 | 1840011402
Lomé, Maritime, Togo | Lomé | Lome | 6.1319 | 1.2228 | Togo | TG | TGO | Maritime | primary | 837437 | 1768409132
Lomita, California, United States | Lomita | Lomita | 33.7933 | -118.3175 | United States | US | USA | California |  | 20320 | 1840020489
Lomnice nad Popelkou, Liberecký Kraj, Czechia | Lomnice nad Popelkou | Lomnice nad Popelkou | 50.5307 | 15.3735 | Czechia | CZ | CZE | Liberecký Kraj |  | 5554 | 1203444057
Lompoc, California, United States | Lompoc | Lompoc | 34.6618 | -120.4714 | United States | US | USA | California |  | 52020 | 1840020468
Łomża, Podlaskie, Poland | Łomża | Lomza | 53.1833 | 22.0833 | Poland | PL | POL | Podlaskie | minor | 62700 | 1616678952
Loncoche, Araucanía, Chile | Loncoche | Loncoche | -39.3669 | -72.6308 | Chile | CL | CHL | Araucanía |  | 15590 | 1152864736
London, London, City of, United Kingdom | London | London | 51.5072 | -0.1275 | United Kingdom | GB | GBR | London, City of | primary | 10979000 | 1826645935
London, Ontario, Canada | London | London | 42.9836 | -81.2497 | Canada | CA | CAN | Ontario |  | 383822 | 1124469960
London, Kentucky, United States | London | London | 37.1175 | -84.0767 | United States | US | USA | Kentucky |  | 37714 | 1840015258
London, Ohio, United States | London | London | 39.8936 | -83.4376 | United States | US | USA | Ohio |  | 14870 | 1840000674
London Colney, Hertfordshire, United Kingdom | London Colney | London Colney | 51.726 | -0.3 | United Kingdom | GB | GBR | Hertfordshire |  | 9507 | 1826250958
London Grove, Pennsylvania, United States | London Grove | London Grove | 39.8327 | -75.8155 | United States | US | USA | Pennsylvania |  | 8615 | 1840151981
Londonderry, New Hampshire, United States | Londonderry | Londonderry | 42.8796 | -71.3873 | United States | US | USA | New Hampshire |  | 25529 | 1840055138
Londonderry Township, Pennsylvania, United States | Londonderry Township | Londonderry Township | 40.1814 | -76.6964 | United States | US | USA | Pennsylvania |  | 5211 | 1840152636
Londrina, Paraná, Brazil | Londrina | Londrina | -23.3 | -51.18 | Brazil | BR | BRA | Paraná |  | 520238 | 1076723241
Lone Grove, Oklahoma, United States | Lone Grove | Lone Grove | 34.1809 | -97.2559 | United States | US | USA | Oklahoma |  | 5121 | 1840020532
Lone Tree, Colorado, United States | Lone Tree | Lone Tree | 39.5309 | -104.871 | United States | US | USA | Colorado |  | 13082 | 1840020222
Long Ashton, North Somerset, United Kingdom | Long Ashton | Long Ashton | 51.43 | -2.65 | United Kingdom | GB | GBR | North Somerset |  | 6044 | 1826120671
Long Beach, California, United States | Long Beach | Long Beach | 33.7981 | -118.1675 | United States | US | USA | California |  | 462628 | 1840020490
Long Beach, New York, United States | Long Beach | Long Beach | 40.5887 | -73.666 | United States | US | USA | New York |  | 33454 | 1840000988
Long Beach, Mississippi, United States | Long Beach | Long Beach | 30.3608 | -89.165 | United States | US | USA | Mississippi |  | 16023 | 1840015914
Long Branch, New Jersey, United States | Long Branch | Long Branch | 40.2965 | -73.9915 | United States | US | USA | New Jersey |  | 30241 | 1840003673
Long Branch, Virginia, United States | Long Branch | Long Branch | 38.8302 | -77.2713 | United States | US | USA | Virginia |  | 8225 | 1840041774
Long Ditton, Surrey, United Kingdom | Long Ditton | Long Ditton | 51.385 | -0.321 | United Kingdom | GB | GBR | Surrey |  | 6343 | 1826840315
Long Eaton, Derbyshire, United Kingdom | Long Eaton | Long Eaton | 52.898 | -1.271 | United Kingdom | GB | GBR | Derbyshire |  | 37760 | 1826989609
Long Grove, Illinois, United States | Long Grove | Long Grove | 42.1968 | -88.0057 | United States | US | USA | Illinois |  | 7905 | 1840011164
Long Hill, New Jersey, United States | Long Hill | Long Hill | 40.6838 | -74.4878 | United States | US | USA | New Jersey |  | 8659 | 1840081726
Long Xuyên, An Giang, Vietnam | Long Xuyên | Long Xuyen | 10.3686 | 105.4234 | Vietnam | VN | VNM | An Giang | admin | 278658 | 1704453892
Longba, Gansu, China | Longba | Longba | 33.535 | 105.349 | China | CN | CHN | Gansu |  | 2614000 | 1156633259
Longbenton, Newcastle upon Tyne, United Kingdom | Longbenton | Longbenton | 55 | -1.57 | United Kingdom | GB | GBR | Newcastle upon Tyne |  | 10617 | 1826725161
Longboat Key, Florida, United States | Longboat Key | Longboat Key | 27.3926 | -82.6341 | United States | US | USA | Florida |  | 7296 | 1840017250
Longbridge, Birmingham, United Kingdom | Longbridge | Longbridge | 52.395 | -1.979 | United Kingdom | GB | GBR | Birmingham |  | 25410 | 1826461714
Longchamps, Buenos Aires, Argentina | Longchamps | Longchamps | -34.8596 | -58.387 | Argentina | AR | ARG | Buenos Aires |  | 47622 | 1032203390
Longford, Longford, Ireland | Longford | Longford | 53.7333 | -7.8 | Ireland | IE | IRL | Longford | admin |  | 1372905339
Longjiang, Heilongjiang, China | Longjiang | Longjiang | 47.3404 | 123.18 | China | CN | CHN | Heilongjiang | minor | 106384 | 1156263974
Longjing, Jilin, China | Longjing | Longjing | 42.77 | 129.4197 | China | CN | CHN | Jilin | minor | 180307 | 1156772152
Longjumeau, Île-de-France, France | Longjumeau | Longjumeau | 48.6943 | 2.2958 | France | FR | FRA | Île-de-France |  | 21221 | 1250686935
Longmeadow, Massachusetts, United States | Longmeadow | Longmeadow | 42.0475 | -72.5718 | United States | US | USA | Massachusetts |  | 15830 | 1840053448
Longmont, Colorado, United States | Longmont | Longmont | 40.1686 | -105.1005 | United States | US | USA | Colorado |  | 102474 | 1840020178
Longquan, Zhejiang, China | Longquan | Longquan | 28.0733 | 119.1277 | China | CN | CHN | Zhejiang |  | 234626 | 1156962780
Longreach, Queensland, Australia | Longreach | Longreach | -23.4422 | 144.2491 | Australia | AU | AUS | Queensland |  | 2970 | 1036622618
Longridge, Lancashire, United Kingdom | Longridge | Longridge | 53.831 | -2.597 | United Kingdom | GB | GBR | Lancashire |  | 7724 | 1826067023
Longswamp, Pennsylvania, United States | Longswamp | Longswamp | 40.4907 | -75.6601 | United States | US | USA | Pennsylvania |  | 5703 | 1840100169
Longton, Stoke-on-Trent, United Kingdom | Longton | Longton | 52.9877 | -2.1327 | United Kingdom | GB | GBR | Stoke-on-Trent |  | 27214 | 1826288054
Longton, Lancashire, United Kingdom | Longton | Longton | 53.729 | -2.797 | United Kingdom | GB | GBR | Lancashire |  | 5500 | 1826840641
Longueuil, Quebec, Canada | Longueuil | Longueuil | 45.5333 | -73.5167 | Canada | CA | CAN | Quebec |  | 239700 | 1124122753
Longview, Texas, United States | Longview | Longview | 32.5193 | -94.7621 | United States | US | USA | Texas |  | 100330 | 1840020746
Longview, Washington, United States | Longview | Longview | 46.1461 | -122.9629 | United States | US | USA | Washington |  | 67081 | 1840019904
Longwood, Florida, United States | Longwood | Longwood | 28.7014 | -81.3487 | United States | US | USA | Florida |  | 15561 | 1840015957
Longyan, Fujian, China | Longyan | Longyan | 25.0881 | 117.0244 | China | CN | CHN | Fujian | minor | 2640000 | 1156012979
Löningen, Lower Saxony, Germany | Löningen | Loningen | 52.7167 | 7.7667 | Germany | DE | DEU | Lower Saxony |  | 13441 | 1276522371
Lonquimay, Araucanía, Chile | Lonquimay | Lonquimay | -38.4333 | -71.2333 | Chile | CL | CHL | Araucanía |  | 10237 | 1152602801
Looe, Cornwall, United Kingdom | Looe | Looe | 50.354 | -4.454 | United Kingdom | GB | GBR | Cornwall |  | 5112 | 1826444022
Loomis, California, United States | Loomis | Loomis | 38.8093 | -121.1955 | United States | US | USA | California |  | 6866 | 1840021462
Loos, Hauts-de-France, France | Loos | Loos | 50.6128 | 3.0144 | France | FR | FRA | Hauts-de-France |  | 22233 | 1250834480
Lop Buri, Lop Buri, Thailand | Lop Buri | Lop Buri | 14.8 | 100.6269 | Thailand | TH | THA | Lop Buri | admin | 24166 | 1764574750
Lopatcong, New Jersey, United States | Lopatcong | Lopatcong | 40.7091 | -75.1552 | United States | US | USA | New Jersey |  | 8288 | 1840081771
Lorain, Ohio, United States | Lorain | Lorain | 41.4409 | -82.184 | United States | US | USA | Ohio |  | 180279 | 1840000644
Lorca, Murcia, Spain | Lorca | Lorca | 37.6833 | -1.7 | Spain | ES | ESP | Murcia |  | 94404 | 1724565149
Lorch, Baden-Württemberg, Germany | Lorch | Lorch | 48.7983 | 9.6883 | Germany | DE | DEU | Baden-Württemberg |  | 10885 | 1276178171
Lorengau, Manus, Papua New Guinea | Lorengau | Lorengau | -2.0208 | 147.2667 | Papua New Guinea | PG | PNG | Manus | admin | 5806 | 1598571197
Loreto, Zacatecas, Mexico | Loreto | Loreto | 22.2667 | -101.9833 | Mexico | MX | MEX | Zacatecas | minor | 43411 | 1484384276
Loreto, Baja California Sur, Mexico | Loreto | Loreto | 26.0128 | -111.3433 | Mexico | MX | MEX | Baja California Sur | minor | 20385 | 1484876942
Loreto, Marche, Italy | Loreto | Loreto | 43.4403 | 13.6074 | Italy | IT | ITA | Marche |  | 12810 | 1380440033
Lorica, Córdoba, Colombia | Lorica | Lorica | 9.2419 | -75.816 | Colombia | CO | COL | Córdoba | minor | 52771 | 1170094504
Lorient, Bretagne, France | Lorient | Lorient | 47.75 | -3.36 | France | FR | FRA | Bretagne | minor | 57149 | 1250615711
Lőrinci, Heves, Hungary | Lőrinci | Lorinci | 47.7378 | 19.6786 | Hungary | HU | HUN | Heves |  | 5557 | 1348635054
Lormont, Nouvelle-Aquitaine, France | Lormont | Lormont | 44.8792 | -0.5217 | France | FR | FRA | Nouvelle-Aquitaine |  | 23538 | 1250006251
Lörrach, Baden-Württemberg, Germany | Lörrach | Lorrach | 47.6156 | 7.6614 | Germany | DE | DEU | Baden-Württemberg | minor | 49347 | 1276104619
Lorraine, Quebec, Canada | Lorraine | Lorraine | 45.6833 | -73.7833 | Canada | CA | CAN | Quebec |  | 9352 | 1124001859
Lorsch, Hesse, Germany | Lorsch | Lorsch | 49.6539 | 8.5675 | Germany | DE | DEU | Hesse |  | 13643 | 1276723392
Lorton, Virginia, United States | Lorton | Lorton | 38.6984 | -77.2163 | United States | US | USA | Virginia |  | 20691 | 1840006035
Los Alamitos, California, United States | Los Alamitos | Los Alamitos | 33.7972 | -118.0594 | United States | US | USA | California |  | 11399 | 1840020579
Los Alamos, New Mexico, United States | Los Alamos | Los Alamos | 35.8926 | -106.2862 | United States | US | USA | New Mexico |  | 12373 | 1840017779
Los Altos, California, United States | Los Altos | Los Altos | 37.3685 | -122.0966 | United States | US | USA | California |  | 30089 | 1840020328
Los Altos Hills, California, United States | Los Altos Hills | Los Altos Hills | 37.3671 | -122.139 | United States | US | USA | California |  | 8423 | 1840021574
Los Andes, Valparaíso, Chile | Los Andes | Los Andes | -32.8337 | -70.5982 | Chile | CL | CHL | Valparaíso | minor | 68093 | 1152833598
Los Angeles, California, United States | Los Angeles | Los Angeles | 34.1139 | -118.4068 | United States | US | USA | California |  | 12750807 | 1840020491
Los Ángeles, Biobío, Chile | Los Ángeles | Los Angeles | -37.4707 | -72.3517 | Chile | CL | CHL | Biobío | minor | 218000 | 1152810305
Los Banos, California, United States | Los Banos | Los Banos | 37.063 | -120.8406 | United States | US | USA | California |  | 40972 | 1840020312
Los Blancos, Salta, Argentina | Los Blancos | Los Blancos | -23.5996 | -62.6 | Argentina | AR | ARG | Salta |  | 1145 | 1032336288
Los Chaves, New Mexico, United States | Los Chaves | Los Chaves | 34.7332 | -106.7631 | United States | US | USA | New Mexico |  | 5890 | 1840017903
Los Fresnos, Texas, United States | Los Fresnos | Los Fresnos | 26.075 | -97.4877 | United States | US | USA | Texas |  | 7837 | 1840021037
Los Gatos, California, United States | Los Gatos | Los Gatos | 37.2303 | -121.956 | United States | US | USA | California |  | 30222 | 1840021575
Los Guayos, Carabobo, Venezuela | Los Guayos | Los Guayos | 10.1833 | -67.9333 | Venezuela | VE | VEN | Carabobo | minor | 130345 | 1862264170
Los Lagos, Los Ríos, Chile | Los Lagos | Los Lagos | -39.8495 | -72.83 | Chile | CL | CHL | Los Ríos |  | 12813 | 1152340454
Los Lunas, New Mexico, United States | Los Lunas | Los Lunas | 34.8115 | -106.7803 | United States | US | USA | New Mexico |  | 69020 | 1840022814
Los Mochis, Sinaloa, Mexico | Los Mochis | Los Mochis | 25.7835 | -108.9937 | Mexico | MX | MEX | Sinaloa | minor | 256613 | 1484443585
Los Osos, California, United States | Los Osos | Los Osos | 35.3068 | -120.8249 | United States | US | USA | California |  | 16292 | 1840017805
Los Polvorines, Buenos Aires, Argentina | Los Polvorines | Los Polvorines | -34.5 | -58.7 | Argentina | AR | ARG | Buenos Aires | minor | 60867 | 1032236823
Los Ranchos de Albuquerque, New Mexico, United States | Los Ranchos de Albuquerque | Los Ranchos de Albuquerque | 35.1625 | -106.6481 | United States | US | USA | New Mexico |  | 6108 | 1840022795
Los Teques, Miranda, Venezuela | Los Teques | Los Teques | 10.3411 | -67.0406 | Venezuela | VE | VEN | Miranda | admin | 251200 | 1862066931
Losino-Petrovskiy, Moskovskaya Oblast’, Russia | Losino-Petrovskiy | Losino-Petrovskiy | 55.8667 | 38.2 | Russia | RU | RUS | Moskovskaya Oblast’ |  | 25424 | 1643294187
Lospalos, Lautém, Timor-Leste | Lospalos | Lospalos | -8.5167 | 127.0333 | Timor-Leste | TL | TLS | Lautém | admin |  | 1626878399
Lossiemouth, Moray, United Kingdom | Lossiemouth | Lossiemouth | 57.7189 | -3.2875 | United Kingdom | GB | GBR | Moray |  | 6803 | 1826354816
Lößnitz, Saxony, Germany | Lößnitz | Lossnitz | 50.6214 | 12.7317 | Germany | DE | DEU | Saxony |  | 8267 | 1276284686
Lota, Biobío, Chile | Lota | Lota | -37.0944 | -73.1563 | Chile | CL | CHL | Biobío |  | 43272 | 1152978276
Lototla, Hidalgo, Mexico | Lototla | Lototla | 20.8392 | -98.7178 | Mexico | MX | MEX | Hidalgo |  | 9541 | 1484853725
Louang Namtha, Louangnamtha, Laos | Louang Namtha | Louang Namtha | 20.95 | 101.4167 | Laos | LA | LAO | Louangnamtha | admin | 3225 | 1418920136
Louangphabang, Louangphabang, Laos | Louangphabang | Louangphabang | 19.8931 | 102.1381 | Laos | LA | LAO | Louangphabang | admin | 53792 | 1418530759
Loudi, Hunan, China | Loudi | Loudi | 27.7378 | 111.9974 | China | CN | CHN | Hunan |  | 3785627 | 1156010654
Loudon, Tennessee, United States | Loudon | Loudon | 35.7413 | -84.3704 | United States | US | USA | Tennessee |  | 5890 | 1840016254
Loudon, New Hampshire, United States | Loudon | Loudon | 43.321 | -71.4413 | United States | US | USA | New Hampshire |  | 5488 | 1840055143
Loudoun Valley Estates, Virginia, United States | Loudoun Valley Estates | Loudoun Valley Estates | 38.9801 | -77.5082 | United States | US | USA | Virginia |  | 7528 | 1840041775
Louga, Louga, Senegal | Louga | Louga | 15.6167 | -16.2167 | Senegal | SN | SEN | Louga | admin | 85075 | 1686269931
Loughborough, Leicestershire, United Kingdom | Loughborough | Loughborough | 52.7705 | -1.2046 | United Kingdom | GB | GBR | Leicestershire |  | 66611 | 1826194258
Loughton, Essex, United Kingdom | Loughton | Loughton | 51.6494 | 0.0735 | United Kingdom | GB | GBR | Essex |  | 31106 | 1826436728
Louiseville, Quebec, Canada | Louiseville | Louiseville | 46.25 | -72.95 | Canada | CA | CAN | Quebec |  | 7517 | 1124866425
Louisville, Kentucky, United States | Louisville | Louisville | 38.1663 | -85.6485 | United States | US | USA | Kentucky |  | 1005654 | 1840030815
Louisville, Colorado, United States | Louisville | Louisville | 39.9709 | -105.1441 | United States | US | USA | Colorado |  | 20816 | 1840020179
Louisville, Ohio, United States | Louisville | Louisville | 40.8371 | -81.2643 | United States | US | USA | Ohio |  | 9360 | 1840000964
Loulé, Faro, Portugal | Loulé | Loule | 37.144 | -8.0235 | Portugal | PT | PRT | Faro | minor | 70622 | 1620028270
Louny, Ústecký Kraj, Czechia | Louny | Louny | 50.3571 | 13.7968 | Czechia | CZ | CZE | Ústecký Kraj |  | 18313 | 1203988380
Lousã, Coimbra, Portugal | Lousã | Lousa | 40.1125 | -8.2469 | Portugal | PT | PRT | Coimbra | minor | 17604 | 1620586922
Lousada, Porto, Portugal | Lousada | Lousada | 41.2833 | -8.2833 | Portugal | PT | PRT | Porto | minor | 47387 | 1620988419
Louth, Lincolnshire, United Kingdom | Louth | Louth | 53.3669 | -0.0061 | United Kingdom | GB | GBR | Lincolnshire |  | 16419 | 1826872959
Loutolim, Goa, India | Loutolim | Loutolim | 15.33 | 73.98 | India | IN | IND | Goa |  | 6121 | 1356023315
Louvain-la-Neuve, Wallonia, Belgium | Louvain-la-Neuve | Louvain-la-Neuve | 50.6696 | 4.6112 | Belgium | BE | BEL | Wallonia |  | 31551 | 1056082103
Louveira, São Paulo, Brazil | Louveira | Louveira | -23.0864 | -46.9506 | Brazil | BR | BRA | São Paulo |  | 43862 | 1076393293
Lovech, Lovech, Bulgaria | Lovech | Lovech | 43.1342 | 24.7172 | Bulgaria | BG | BGR | Lovech | admin | 42343 | 1100374163
Lovejoy, Georgia, United States | Lovejoy | Lovejoy | 33.4426 | -84.3176 | United States | US | USA | Georgia |  | 6840 | 1840015704
Loveland, Colorado, United States | Loveland | Loveland | 40.4166 | -105.0623 | United States | US | USA | Colorado |  | 78877 | 1840020152
Loveland, Ohio, United States | Loveland | Loveland | 39.2679 | -84.2731 | United States | US | USA | Ohio |  | 13145 | 1840003809
Loves Park, Illinois, United States | Loves Park | Loves Park | 42.3364 | -88.9975 | United States | US | USA | Illinois |  | 23371 | 1840009130
Lovington, New Mexico, United States | Lovington | Lovington | 32.9125 | -103.3277 | United States | US | USA | New Mexico |  | 12097 | 1840020617
Lovisa, Uusimaa, Finland | Lovisa | Lovisa | 60.4569 | 26.225 | Finland | FI | FIN | Uusimaa | minor | 15311 | 1246944790
Lovosice, Ústecký Kraj, Czechia | Lovosice | Lovosice | 50.5151 | 14.0511 | Czechia | CZ | CZE | Ústecký Kraj |  | 8840 | 1203138826
Lovrenc na Pohorju, Lovrenc na Pohorju, Slovenia | Lovrenc na Pohorju | Lovrenc na Pohorju | 46.5406 | 15.3931 | Slovenia | SI | SVN | Lovrenc na Pohorju | admin |  | 1705376318
Lowell, Massachusetts, United States | Lowell | Lowell | 42.6389 | -71.3217 | United States | US | USA | Massachusetts |  | 110997 | 1840000426
Lowell, Indiana, United States | Lowell | Lowell | 41.2921 | -87.4184 | United States | US | USA | Indiana |  | 10541 | 1840009260
Lowell, Arkansas, United States | Lowell | Lowell | 36.2561 | -94.1532 | United States | US | USA | Arkansas |  | 9544 | 1840015285
Lowell, Michigan, United States | Lowell | Lowell | 42.9351 | -85.3457 | United States | US | USA | Michigan |  | 7501 | 1840002931
Lower, New Jersey, United States | Lower | Lower | 38.9819 | -74.9088 | United States | US | USA | New Jersey |  | 21838 | 1840081575
Lower Allen, Pennsylvania, United States | Lower Allen | Lower Allen | 40.2083 | -76.9287 | United States | US | USA | Pennsylvania |  | 19085 | 1840035428
Lower Burrell, Pennsylvania, United States | Lower Burrell | Lower Burrell | 40.5818 | -79.7141 | United States | US | USA | Pennsylvania |  | 11078 | 1840001132
Lower Gwynedd, Pennsylvania, United States | Lower Gwynedd | Lower Gwynedd | 40.188 | -75.2373 | United States | US | USA | Pennsylvania |  | 11508 | 1840150802
Lower Heidelberg, Pennsylvania, United States | Lower Heidelberg | Lower Heidelberg | 40.3556 | -76.0528 | United States | US | USA | Pennsylvania |  | 5836 | 1840150386
Lower Hutt, Wellington, New Zealand | Lower Hutt | Lower Hutt | -41.2167 | 174.9167 | New Zealand | NZ | NZL | Wellington |  | 103400 | 1554623632
Lower Macungie, Pennsylvania, United States | Lower Macungie | Lower Macungie | 40.5303 | -75.57 | United States | US | USA | Pennsylvania |  | 31972 | 1840149645
Lower Makefield, Pennsylvania, United States | Lower Makefield | Lower Makefield | 40.2309 | -74.855 | United States | US | USA | Pennsylvania |  | 32622 | 1840151114
Lower Merion, Pennsylvania, United States | Lower Merion | Lower Merion | 40.0282 | -75.2807 | United States | US | USA | Pennsylvania |  | 58735 | 1840142131
Lower Moreland, Pennsylvania, United States | Lower Moreland | Lower Moreland | 40.1346 | -75.0542 | United States | US | USA | Pennsylvania |  | 13176 | 1840142130
Lower Nazareth, Pennsylvania, United States | Lower Nazareth | Lower Nazareth | 40.7067 | -75.3258 | United States | US | USA | Pennsylvania |  | 6125 | 1840151267
Lower Oxford, Pennsylvania, United States | Lower Oxford | Lower Oxford | 39.806 | -75.9895 | United States | US | USA | Pennsylvania |  | 5058 | 1840151982
Lower Paxton, Pennsylvania, United States | Lower Paxton | Lower Paxton | 40.3183 | -76.7983 | United States | US | USA | Pennsylvania |  | 48739 | 1840149541
Lower Pottsgrove, Pennsylvania, United States | Lower Pottsgrove | Lower Pottsgrove | 40.2538 | -75.5975 | United States | US | USA | Pennsylvania |  | 12140 | 1840142133
Lower Providence, Pennsylvania, United States | Lower Providence | Lower Providence | 40.1485 | -75.4267 | United States | US | USA | Pennsylvania |  | 26418 | 1840142132
Lower Salford, Pennsylvania, United States | Lower Salford | Lower Salford | 40.2639 | -75.3929 | United States | US | USA | Pennsylvania |  | 15318 | 1840142128
Lower Saucon, Pennsylvania, United States | Lower Saucon | Lower Saucon | 40.5881 | -75.3188 | United States | US | USA | Pennsylvania |  | 10746 | 1840142185
Lower Southampton, Pennsylvania, United States | Lower Southampton | Lower Southampton | 40.1541 | -74.9903 | United States | US | USA | Pennsylvania |  | 19101 | 1840151113
Lower Swatara, Pennsylvania, United States | Lower Swatara | Lower Swatara | 40.2188 | -76.7602 | United States | US | USA | Pennsylvania |  | 8788 | 1840149542
Lower Windsor, Pennsylvania, United States | Lower Windsor | Lower Windsor | 39.962 | -76.5362 | United States | US | USA | Pennsylvania |  | 7514 | 1840151965
Lowes Island, Virginia, United States | Lowes Island | Lowes Island | 39.0471 | -77.3524 | United States | US | USA | Virginia |  | 11111 | 1840024504
Lowestoft, Suffolk, United Kingdom | Lowestoft | Lowestoft | 52.48 | 1.75 | United Kingdom | GB | GBR | Suffolk |  | 71010 | 1826419858
Lowton, Wigan, United Kingdom | Lowton | Lowton | 53.471 | -2.569 | United Kingdom | GB | GBR | Wigan |  | 14605 | 1826374228
Loyalist, Ontario, Canada | Loyalist | Loyalist | 44.25 | -76.75 | Canada | CA | CAN | Ontario |  | 16971 | 1124001145
Loyalsock, Pennsylvania, United States | Loyalsock | Loyalsock | 41.2743 | -76.984 | United States | US | USA | Pennsylvania |  | 11048 | 1840152775
Loznica, Loznica, Serbia | Loznica | Loznica | 44.5333 | 19.2258 | Serbia | RS | SRB | Loznica | admin | 86413 | 1688071221
Lozova, Kharkivs’ka Oblast’, Ukraine | Lozova | Lozova | 48.8892 | 36.3161 | Ukraine | UA | UKR | Kharkivs’ka Oblast’ | minor | 55827 | 1804128755
Lozovo, Lozovo, Macedonia | Lozovo | Lozovo | 41.7839 | 21.9056 | Macedonia | MK | MKD | Lozovo | admin |  | 1807681577
Lqoliaa, Souss-Massa, Morocco | Lqoliaa | Lqoliaa | 30.2942 | -9.4544 | Morocco | MA | MAR | Souss-Massa |  | 83235 | 1504675410
Lu’an, Anhui, China | Lu’an | Lu'an | 31.7542 | 116.5078 | China | CN | CHN | Anhui | minor | 6090000 | 1156499624
Luân Châu, Điện Biên, Vietnam | Luân Châu | Luan Chau | 21.74 | 103.343 | Vietnam | VN | VNM | Điện Biên |  | 7335 | 1704201464
Luanda, Luanda, Angola | Luanda | Luanda | -8.8383 | 13.2344 | Angola | AO | AGO | Luanda | primary | 8417000 | 1024949724
Luanshya, Copperbelt, Zambia | Luanshya | Luanshya | -13.1333 | 28.4 | Zambia | ZM | ZMB | Copperbelt |  | 117579 | 1894410334
Luanza, Haut-Katanga, Congo (Kinshasa) | Luanza | Luanza | -8.6996 | 28.7 | Congo (Kinshasa) | CD | COD | Haut-Katanga |  | 861 | 1180293709
Luanzhou, Hebei, China | Luanzhou | Luanzhou | 39.7396 | 118.6978 | China | CN | CHN | Hebei | minor | 554315 | 1156092104
Luau, Moxico, Angola | Luau | Luau | -10.7095 | 22.23 | Angola | AO | AGO | Moxico |  | 18465 | 1024699465
Luba, Bioko Sur, Equatorial Guinea | Luba | Luba | 3.45 | 8.55 | Equatorial Guinea | GQ | GNQ | Bioko Sur | admin | 7739 | 1226278217
Lubaczów, Podkarpackie, Poland | Lubaczów | Lubaczow | 50.1556 | 23.123 | Poland | PL | POL | Podkarpackie | minor | 12415 | 1616650009
Lubāna, Lubānas Novads, Latvia | Lubāna | Lubana | 56.9017 | 26.7228 | Latvia | LV | LVA | Lubānas Novads | admin | 1596 | 1428963436
Lubango, Huíla, Angola | Lubango | Lubango | -14.9167 | 13.5 | Angola | AO | AGO | Huíla | admin |  | 1024669127
Lubao, Lomami, Congo (Kinshasa) | Lubao | Lubao | -5.3896 | 25.75 | Congo (Kinshasa) | CD | COD | Lomami |  | 43068 | 1180891619
Lubartów, Lubelskie, Poland | Lubartów | Lubartow | 51.4667 | 22.6 | Poland | PL | POL | Lubelskie | minor | 22138 | 1616620144
Lübbecke, North Rhine-Westphalia, Germany | Lübbecke | Lubbecke | 52.3081 | 8.6231 | Germany | DE | DEU | North Rhine-Westphalia |  | 25490 | 1276934438
Lübben, Brandenburg, Germany | Lübben | Lubben | 51.95 | 13.9 | Germany | DE | DEU | Brandenburg | minor | 14024 | 1276964065
Lübbenau, Brandenburg, Germany | Lübbenau | Lubbenau | 51.8667 | 13.9667 | Germany | DE | DEU | Brandenburg |  | 16021 | 1276392829
Lubbock, Texas, United States | Lubbock | Lubbock | 33.5659 | -101.8878 | United States | US | USA | Texas |  | 267648 | 1840020604
Lübeck, Schleswig-Holstein, Germany | Lübeck | Lubeck | 53.8697 | 10.6864 | Germany | DE | DEU | Schleswig-Holstein | minor | 217198 | 1276852342
Lubizhdë, Prizren, Kosovo | Lubizhdë | Lubizhde | 42.238 | 20.7615 | Kosovo | XK | XKS | Prizren |  | 5982 | 1901080082
Lublin, Lubelskie, Poland | Lublin | Lublin | 51.2333 | 22.5667 | Poland | PL | POL | Lubelskie | admin | 339850 | 1616953501
Lubny, Poltavs’ka Oblast’, Ukraine | Lubny | Lubny | 50.0186 | 32.9869 | Ukraine | UA | UKR | Poltavs’ka Oblast’ | minor | 45786 | 1804740843
Luboń, Wielkopolskie, Poland | Luboń | Lubon | 52.3333 | 16.8833 | Poland | PL | POL | Wielkopolskie |  | 27000 | 1616642403
Lubsko, Lubuskie, Poland | Lubsko | Lubsko | 51.7877 | 14.9724 | Poland | PL | POL | Lubuskie |  | 14182 | 1616174794
Lubuklinggau, Sumatera Selatan, Indonesia | Lubuklinggau | Lubuklinggau | -3.2967 | 102.8617 | Indonesia | ID | IDN | Sumatera Selatan |  | 208225 | 1360359449
Lubumbashi, Haut-Katanga, Congo (Kinshasa) | Lubumbashi | Lubumbashi | -11.6697 | 27.4581 | Congo (Kinshasa) | CD | COD | Haut-Katanga | admin | 1786397 | 1180506234
Lubutu, Maniema, Congo (Kinshasa) | Lubutu | Lubutu | -0.7329 | 26.5833 | Congo (Kinshasa) | CD | COD | Maniema |  | 1313 | 1180330836
Lübz, Mecklenburg-Western Pomerania, Germany | Lübz | Lubz | 53.4631 | 12.0283 | Germany | DE | DEU | Mecklenburg-Western Pomerania |  | 6342 | 1276808728
Lučani, Lučani, Serbia | Lučani | Lucani | 43.8667 | 20.1333 | Serbia | RS | SRB | Lučani | admin |  | 1688437278
Lucapa, Lunda Norte, Angola | Lucapa | Lucapa | -8.4196 | 20.74 | Angola | AO | AGO | Lunda Norte |  | 31041 | 1024056286
Lucas, Texas, United States | Lucas | Lucas | 33.0942 | -96.5803 | United States | US | USA | Texas |  | 8553 | 1840020656
Lucas Valley-Marinwood, California, United States | Lucas Valley-Marinwood | Lucas Valley-Marinwood | 38.0405 | -122.5765 | United States | US | USA | California |  | 6841 | 1840073922
Luče, Luče, Slovenia | Luče | Luce | 46.3561 | 14.7467 | Slovenia | SI | SVN | Luče | admin |  | 1705042629
Lucea, Hanover, Jamaica | Lucea | Lucea | 18.4509 | -78.1736 | Jamaica | JM | JAM | Hanover | admin | 6002 | 1388423676
Lucélia, São Paulo, Brazil | Lucélia | Lucelia | -21.7203 | -51.0189 | Brazil | BR | BRA | São Paulo |  | 21196 | 1076675967
Lucena, Lucena, Philippines | Lucena | Lucena | 13.9333 | 121.6167 | Philippines | PH | PHL | Lucena | admin | 266248 | 1608000461
Lučenec, Banskobystrický, Slovakia | Lučenec | Lucenec | 48.3314 | 19.6708 | Slovakia | SK | SVK | Banskobystrický | minor | 27991 | 1703222138
Lucerne, Luzern, Switzerland | Lucerne | Lucerne | 47.0523 | 8.3059 | Switzerland | CH | CHE | Luzern | admin | 81691 | 1756544536
Lucerne Valley, California, United States | Lucerne Valley | Lucerne Valley | 34.4427 | -116.9021 | United States | US | USA | California |  | 5423 | 1840025800
Lucheng, Sichuan, China | Lucheng | Lucheng | 30.05 | 101.9667 | China | CN | CHN | Sichuan | minor | 130142 | 1156314517
Lüchow, Lower Saxony, Germany | Lüchow | Luchow | 52.9667 | 11.15 | Germany | DE | DEU | Lower Saxony | minor | 9420 | 1276197749
Luckau, Brandenburg, Germany | Luckau | Luckau | 51.85 | 13.7167 | Germany | DE | DEU | Brandenburg |  | 9582 | 1276191048
Luckenwalde, Brandenburg, Germany | Luckenwalde | Luckenwalde | 52.0831 | 13.1667 | Germany | DE | DEU | Brandenburg | minor | 20522 | 1276376363
Lucknow, Uttar Pradesh, India | Lucknow | Lucknow | 26.847 | 80.947 | India | IN | IND | Uttar Pradesh | admin | 3382000 | 1356891790
Lüdenscheid, North Rhine-Westphalia, Germany | Lüdenscheid | Ludenscheid | 51.2198 | 7.6273 | Germany | DE | DEU | North Rhine-Westphalia | minor | 72611 | 1276839426
Lüderitz, //Karas, Namibia | Lüderitz | Luderitz | -26.6478 | 15.1578 | Namibia | NA | NAM | //Karas |  | 12537 | 1516141896
Ludhiāna, Punjab, India | Ludhiāna | Ludhiana | 30.9083 | 75.8486 | India | IN | IND | Punjab |  | 1649000 | 1356929498
Lüdinghausen, North Rhine-Westphalia, Germany | Lüdinghausen | Ludinghausen | 51.7681 | 7.4444 | Germany | DE | DEU | North Rhine-Westphalia |  | 24590 | 1276526583
Ludington, Michigan, United States | Ludington | Ludington | 43.9573 | -86.4434 | United States | US | USA | Michigan |  | 10752 | 1840002547
Ludlow, Massachusetts, United States | Ludlow | Ludlow | 42.1921 | -72.4581 | United States | US | USA | Massachusetts |  | 21336 | 1840053449
Ludlow, Shropshire, United Kingdom | Ludlow | Ludlow | 52.368 | -2.718 | United Kingdom | GB | GBR | Shropshire |  | 10266 | 1826562344
Luduş, Mureş, Romania | Luduş | Ludus | 46.4778 | 24.0961 | Romania | RO | ROU | Mureş |  | 15328 | 1642649798
Ludwigsburg, Baden-Württemberg, Germany | Ludwigsburg | Ludwigsburg | 48.8975 | 9.1919 | Germany | DE | DEU | Baden-Württemberg | minor | 93499 | 1276803720
Ludwigsfelde, Brandenburg, Germany | Ludwigsfelde | Ludwigsfelde | 52.2997 | 13.2667 | Germany | DE | DEU | Brandenburg |  | 26112 | 1276940684
Ludwigshafen, Rhineland-Palatinate, Germany | Ludwigshafen | Ludwigshafen | 49.4811 | 8.4353 | Germany | DE | DEU | Rhineland-Palatinate | minor | 171061 | 1276912330
Ludwigslust, Mecklenburg-Western Pomerania, Germany | Ludwigslust | Ludwigslust | 53.3332 | 11.5023 | Germany | DE | DEU | Mecklenburg-Western Pomerania |  | 12233 | 1276582763
Ludza, Ludzas Novads, Latvia | Ludza | Ludza | 56.5439 | 27.7211 | Latvia | LV | LVA | Ludzas Novads | admin | 8071 | 1428976928
Luebo, Kasaï, Congo (Kinshasa) | Luebo | Luebo | -5.3495 | 21.41 | Congo (Kinshasa) | CD | COD | Kasaï | admin | 35183 | 1180012250
Luena, Moxico, Angola | Luena | Luena | -11.79 | 19.9 | Angola | AO | AGO | Moxico | admin | 21115 | 1024283760
Lufilufi, Atua, Samoa | Lufilufi | Lufilufi | -13.8745 | -171.5986 | Samoa | WS | WSM | Atua | admin |  | 1882092632
Lufkin, Texas, United States | Lufkin | Lufkin | 31.3217 | -94.7277 | United States | US | USA | Texas |  | 44867 | 1840020840
Luftkurort Arendsee, Saxony-Anhalt, Germany | Luftkurort Arendsee | Luftkurort Arendsee | 52.8767 | 11.4867 | Germany | DE | DEU | Saxony-Anhalt |  | 6750 | 1276924634
Luga, Leningradskaya Oblast’, Russia | Luga | Luga | 58.7333 | 29.85 | Russia | RU | RUS | Leningradskaya Oblast’ |  | 35262 | 1643463120
Lugano, Ticino, Switzerland | Lugano | Lugano | 46.0103 | 8.9625 | Switzerland | CH | CHE | Ticino |  | 63185 | 1756503816
Luganville, Sanma, Vanuatu | Luganville | Luganville | -15.5126 | 167.1766 | Vanuatu | VU | VUT | Sanma | admin | 13397 | 1548569362
Lugau, Saxony, Germany | Lugau | Lugau | 50.7383 | 12.7464 | Germany | DE | DEU | Saxony |  | 8013 | 1276002866
Lügde, North Rhine-Westphalia, Germany | Lügde | Lugde | 51.95 | 9.25 | Germany | DE | DEU | North Rhine-Westphalia |  | 9448 | 1276075848
Lugo, Galicia, Spain | Lugo | Lugo | 43.0117 | -7.5572 | Spain | ES | ESP | Galicia | minor | 98276 | 1724547526
Lugoff, South Carolina, United States | Lugoff | Lugoff | 34.2216 | -80.6849 | United States | US | USA | South Carolina |  | 8360 | 1840013597
Luhačovice, Zlínský Kraj, Czechia | Luhačovice | Luhacovice | 49.0998 | 17.7575 | Czechia | CZ | CZE | Zlínský Kraj |  | 5059 | 1203520041
Luhansk, Luhans’ka Oblast’, Ukraine | Luhansk | Luhansk | 48.5833 | 39.3333 | Ukraine | UA | UKR | Luhans’ka Oblast’ | admin | 417990 | 1804688214
Luiana, Kuando Kubango, Angola | Luiana | Luiana | -17.3695 | 23 | Angola | AO | AGO | Kuando Kubango |  | 150 | 1024455938
Luís Antônio, São Paulo, Brazil | Luís Antônio | Luis Antonio | -21.555 | -47.7044 | Brazil | BR | BRA | São Paulo |  | 13378 | 1076517541
Luisiânia, São Paulo, Brazil | Luisiânia | Luisiania | -21.6758 | -50.3267 | Brazil | BR | BRA | São Paulo |  | 5511 | 1076185494
Luján, Buenos Aires, Argentina | Luján | Lujan | -34.5796 | -59.11 | Argentina | AR | ARG | Buenos Aires | minor | 81749 | 1032704827
Lukavac, Bosnia and Herzegovina, Federation of, Bosnia And Herzegovina | Lukavac | Lukavac | 44.5333 | 18.5333 | Bosnia And Herzegovina | BA | BIH | Bosnia and Herzegovina, Federation of | minor | 46731 | 1070273413
Lukovica, Lukovica, Slovenia | Lukovica | Lukovica | 46.1667 | 14.7 | Slovenia | SI | SVN | Lukovica | admin |  | 1705829201
Lukovit, Lovech, Bulgaria | Lukovit | Lukovit | 43.2061 | 24.1631 | Bulgaria | BG | BGR | Lovech |  | 10316 | 1100460209
Łuków, Lubelskie, Poland | Łuków | Lukow | 51.9167 | 22.3833 | Poland | PL | POL | Lubelskie | minor | 30381 | 1616162700
Lukoyanov, Nizhegorodskaya Oblast’, Russia | Lukoyanov | Lukoyanov | 55.0383 | 44.4978 | Russia | RU | RUS | Nizhegorodskaya Oblast’ |  | 14104 | 1643123561
Lukulu, Western, Zambia | Lukulu | Lukulu | -14.3896 | 23.24 | Zambia | ZM | ZMB | Western |  | 3349 | 1894281443
Luleå, Norrbotten, Sweden | Luleå | Lulea | 65.5838 | 22.1915 | Sweden | SE | SWE | Norrbotten | admin | 48749 | 1752765449
Lüleburgaz, Kırklareli, Turkey | Lüleburgaz | Luleburgaz | 41.4056 | 27.3569 | Turkey | TR | TUR | Kırklareli | minor | 148037 | 1792000752
Luling, Louisiana, United States | Luling | Luling | 29.9008 | -90.3523 | United States | US | USA | Louisiana |  | 13614 | 1840013980
Luling, Texas, United States | Luling | Luling | 29.6814 | -97.6468 | United States | US | USA | Texas |  | 5834 | 1840020937
Lumberton, North Carolina, United States | Lumberton | Lumberton | 34.6312 | -79.0186 | United States | US | USA | North Carolina |  | 28279 | 1840015531
Lumberton, Texas, United States | Lumberton | Lumberton | 30.2562 | -94.2071 | United States | US | USA | Texas |  | 13073 | 1840020896
Lumberton, New Jersey, United States | Lumberton | Lumberton | 39.9569 | -74.8035 | United States | US | USA | New Jersey |  | 12287 | 1840081622
Lumphat, Ratanakiri, Cambodia | Lumphat | Lumphat | 13.507 | 106.981 | Cambodia | KH | KHM | Ratanakiri | minor | 19205 | 1116149070
Lundazi, Eastern, Zambia | Lundazi | Lundazi | -12.2895 | 33.17 | Zambia | ZM | ZMB | Eastern |  | 11635 | 1894277247
Lüneburg, Lower Saxony, Germany | Lüneburg | Luneburg | 53.2525 | 10.4144 | Germany | DE | DEU | Lower Saxony | minor | 75351 | 1276001423
Lunel, Occitanie, France | Lunel | Lunel | 43.6778 | 4.1361 | France | FR | FRA | Occitanie |  | 26239 | 1250801871
Lünen, North Rhine-Westphalia, Germany | Lünen | Lunen | 51.6167 | 7.5167 | Germany | DE | DEU | North Rhine-Westphalia |  | 86449 | 1276959723
Lunenburg, Massachusetts, United States | Lunenburg | Lunenburg | 42.5897 | -71.7199 | United States | US | USA | Massachusetts |  | 11271 | 1840053592
Luninyets, Brestskaya Voblasts’, Belarus | Luninyets | Luninyets | 52.25 | 26.8 | Belarus | BY | BLR | Brestskaya Voblasts’ | minor | 24000 | 1112500648
Luocheng, Guangdong, China | Luocheng | Luocheng | 22.7645 | 111.5745 | China | CN | CHN | Guangdong | minor | 959006 | 1156138895
Luocheng, Sichuan, China | Luocheng | Luocheng | 30.9793 | 104.28 | China | CN | CHN | Sichuan | minor | 591115 | 1156180482
Luofeng, Shandong, China | Luofeng | Luofeng | 37.359 | 120.396 | China | CN | CHN | Shandong | minor | 570898 | 1156158643
Luohe, Henan, China | Luohe | Luohe | 33.583 | 114.0109 | China | CN | CHN | Henan | minor | 2500000 | 1156330876
Luoyang, Henan, China | Luoyang | Luoyang | 34.6587 | 112.4245 | China | CN | CHN | Henan |  | 6549941 | 1156069315
Lupane, Matabeleland North, Zimbabwe | Lupane | Lupane | -18.9315 | 27.807 | Zimbabwe | ZW | ZWE | Matabeleland North | admin |  | 1716206606
Luqa, Luqa, Malta | Luqa | Luqa | 35.8589 | 14.4886 | Malta | MT | MLT | Luqa | admin |  | 1470901810
Luquillo, Puerto Rico, Puerto Rico | Luquillo | Luquillo | 18.3735 | -65.7218 | Puerto Rico | PR | PRI | Puerto Rico |  | 7841 | 1630023692
Lusaka, Lusaka, Zambia | Lusaka | Lusaka | -15.4167 | 28.2833 | Zambia | ZM | ZMB | Lusaka | primary | 1742979 | 1894157390
Lusambo, Sankuru, Congo (Kinshasa) | Lusambo | Lusambo | -4.9696 | 23.43 | Congo (Kinshasa) | CD | COD | Sankuru | admin | 41416 | 1180127290
Lusanga, Kwango, Congo (Kinshasa) | Lusanga | Lusanga | -5.5829 | 16.5167 | Congo (Kinshasa) | CD | COD | Kwango |  | 177 | 1180423801
Lushnjë, Fier, Albania | Lushnjë | Lushnje | 40.9333 | 19.7 | Albania | AL | ALB | Fier |  | 31105 | 1008790888
Lustenau, Vorarlberg, Austria | Lustenau | Lustenau | 47.4271 | 9.6711 | Austria | AT | AUT | Vorarlberg |  | 22821 | 1040745157
Lutherville, Maryland, United States | Lutherville | Lutherville | 39.4239 | -76.6176 | United States | US | USA | Maryland |  | 6773 | 1840026623
Lütjenburg, Schleswig-Holstein, Germany | Lütjenburg | Lutjenburg | 54.2947 | 10.5914 | Germany | DE | DEU | Schleswig-Holstein |  | 5322 | 1276401269
Luton, Luton, United Kingdom | Luton | Luton | 51.8783 | -0.4147 | United Kingdom | GB | GBR | Luton |  | 213052 | 1826630574
Lutsk, Volyns’ka Oblast’, Ukraine | Lutsk | Lutsk | 50.7478 | 25.3244 | Ukraine | UA | UKR | Volyns’ka Oblast’ | admin | 216505 | 1804014744
Lutuhyne, Luhans’ka Oblast’, Ukraine | Lutuhyne | Lutuhyne | 48.4019 | 39.2103 | Ukraine | UA | UKR | Luhans’ka Oblast’ | minor | 18107 | 1804746630
Lutz, Florida, United States | Lutz | Lutz | 28.1396 | -82.4467 | United States | US | USA | Florida |  | 21456 | 1840014156
Lützen, Saxony-Anhalt, Germany | Lützen | Lutzen | 51.2583 | 12.1417 | Germany | DE | DEU | Saxony-Anhalt |  | 8546 | 1276691830
Luuka Town, Luuka, Uganda | Luuka Town | Luuka Town | 0.7008 | 33.3002 | Uganda | UG | UGA | Luuka | admin |  | 1800000051
Luuq, Gedo, Somalia | Luuq | Luuq | 3.8005 | 42.55 | Somalia | SO | SOM | Gedo |  | 33820 | 1706505283
Luwero, Luwero, Uganda | Luwero | Luwero | 0.8492 | 32.4731 | Uganda | UG | UGA | Luwero | admin |  | 1800067821
Luwuk, Sulawesi Tengah, Indonesia | Luwuk | Luwuk | -0.9396 | 122.79 | Indonesia | ID | IDN | Sulawesi Tengah | minor | 47778 | 1360727028
Luxembourg, Luxembourg, Luxembourg | Luxembourg | Luxembourg | 49.6106 | 6.1328 | Luxembourg | LU | LUX | Luxembourg | primary | 122273 | 1442262731
Luxor, Al Uqşur, Egypt | Luxor | Luxor | 25.6969 | 32.6422 | Egypt | EG | EGY | Al Uqşur | admin | 202232 | 1818948225
Luza, Kirovskaya Oblast’, Russia | Luza | Luza | 60.6167 | 47.2833 | Russia | RU | RUS | Kirovskaya Oblast’ |  | 10232 | 1643009448
Luzerne, Pennsylvania, United States | Luzerne | Luzerne | 39.9715 | -79.9357 | United States | US | USA | Pennsylvania |  | 5905 | 1840142192
Luzhang, Yunnan, China | Luzhang | Luzhang | 25.8519 | 98.8562 | China | CN | CHN | Yunnan | minor | 184835 | 1156305822
Luzhou, Sichuan, China | Luzhou | Luzhou | 28.8918 | 105.4409 | China | CN | CHN | Sichuan | minor | 4291000 | 1156582079
Lviv, L’vivs’ka Oblast’, Ukraine | Lviv | Lviv | 49.8419 | 24.0315 | Ukraine | UA | UKR | L’vivs’ka Oblast’ | admin | 724314 | 1804939658
Lwengo, Lwengo, Uganda | Lwengo | Lwengo | -0.4161 | 31.4081 | Uganda | UG | UGA | Lwengo | admin |  | 1800583650
Lwówek Śląski, Dolnośląskie, Poland | Lwówek Śląski | Lwowek Slaski | 51.1167 | 15.5833 | Poland | PL | POL | Dolnośląskie | minor | 9500 | 1616807220
Lyantonde, Lyantonde, Uganda | Lyantonde | Lyantonde | -0.4031 | 31.1572 | Uganda | UG | UGA | Lyantonde | admin |  | 1800896564
Lyaskovets, Veliko Tarnovo, Bulgaria | Lyaskovets | Lyaskovets | 43.1061 | 25.7153 | Bulgaria | BG | BGR | Veliko Tarnovo |  | 8728 | 1100739412
Lydd, Kent, United Kingdom | Lydd | Lydd | 50.9509 | 0.9064 | United Kingdom | GB | GBR | Kent |  | 6567 | 1826780016
Lydiate, Sefton, United Kingdom | Lydiate | Lydiate | 53.536 | -2.959 | United Kingdom | GB | GBR | Sefton |  | 6308 | 1826627925
Lydney, Gloucestershire, United Kingdom | Lydney | Lydney | 51.7286 | -2.5285 | United Kingdom | GB | GBR | Gloucestershire |  | 8766 | 1826019580
Lye, Dudley, United Kingdom | Lye | Lye | 52.459 | -2.116 | United Kingdom | GB | GBR | Dudley |  | 12346 | 1826947385
Lykóvrysi, Attikí, Greece | Lykóvrysi | Lykovrysi | 38.0667 | 23.7833 | Greece | GR | GRC | Attikí |  | 9738 | 1300868556
Lyman, Donets’ka Oblast’, Ukraine | Lyman | Lyman | 48.9861 | 37.8111 | Ukraine | UA | UKR | Donets’ka Oblast’ | minor | 22315 | 1804424570
Lymington, Hampshire, United Kingdom | Lymington | Lymington | 50.75 | -1.55 | United Kingdom | GB | GBR | Hampshire |  | 15726 | 1826325282
Lymm, Cheshire East, United Kingdom | Lymm | Lymm | 53.3834 | -2.475 | United Kingdom | GB | GBR | Cheshire East |  | 12350 | 1826822160
Lynbrook, New York, United States | Lynbrook | Lynbrook | 40.6579 | -73.6742 | United States | US | USA | New York |  | 19448 | 1840005304
Lynchburg, Virginia, United States | Lynchburg | Lynchburg | 37.4003 | -79.1909 | United States | US | USA | Virginia |  | 126814 | 1840003855
Lynchburg, Tennessee, United States | Lynchburg | Lynchburg | 35.2846 | -86.3587 | United States | US | USA | Tennessee |  | 6488 | 1840036144
Lynden, Washington, United States | Lynden | Lynden | 48.9502 | -122.4545 | United States | US | USA | Washington |  | 18512 | 1840019752
Lyndhurst, New Jersey, United States | Lyndhurst | Lyndhurst | 40.7964 | -74.1099 | United States | US | USA | New Jersey |  | 22030 | 1840081755
Lyndhurst, Ohio, United States | Lyndhurst | Lyndhurst | 41.5172 | -81.4922 | United States | US | USA | Ohio |  | 13366 | 1840000610
Lyndon, Kentucky, United States | Lyndon | Lyndon | 38.2644 | -85.5891 | United States | US | USA | Kentucky |  | 11423 | 1840015191
Lyndon, Vermont, United States | Lyndon | Lyndon | 44.545 | -72.0076 | United States | US | USA | Vermont |  | 5845 | 1840070820
Lynn, Massachusetts, United States | Lynn | Lynn | 42.4779 | -70.9663 | United States | US | USA | Massachusetts |  | 94299 | 1840000409
Lynn Haven, Florida, United States | Lynn Haven | Lynn Haven | 30.2337 | -85.637 | United States | US | USA | Florida |  | 20525 | 1840015922
Lynnfield, Massachusetts, United States | Lynnfield | Lynnfield | 42.5356 | -71.0382 | United States | US | USA | Massachusetts |  | 12847 | 1840053531
Lynnwood, Washington, United States | Lynnwood | Lynnwood | 47.8284 | -122.3033 | United States | US | USA | Washington |  | 39141 | 1840019788
Lynwood, California, United States | Lynwood | Lynwood | 33.924 | -118.2017 | United States | US | USA | California |  | 69887 | 1840020492
Lynwood, Illinois, United States | Lynwood | Lynwood | 41.5234 | -87.5508 | United States | US | USA | Illinois |  | 9194 | 1840011291
Lyon, Auvergne-Rhône-Alpes, France | Lyon | Lyon | 45.76 | 4.84 | France | FR | FRA | Auvergne-Rhône-Alpes | admin | 516092 | 1250196189
Lyons, Illinois, United States | Lyons | Lyons | 41.8121 | -87.8192 | United States | US | USA | Illinois |  | 10372 | 1840011292
Lyons, New York, United States | Lyons | Lyons | 43.0882 | -76.9996 | United States | US | USA | New York |  | 5479 | 1840058270
Lypovets’, Vinnyts’ka Oblast’, Ukraine | Lypovets’ | Lypovets' | 49.2161 | 29.0561 | Ukraine | UA | UKR | Vinnyts’ka Oblast’ | minor | 8463 | 1804026252
Lysá nad Labem, Středočeský Kraj, Czechia | Lysá nad Labem | Lysa nad Labem | 50.2015 | 14.8329 | Czechia | CZ | CZE | Středočeský Kraj |  | 9795 | 1203091035
Lysander, New York, United States | Lysander | Lysander | 43.18 | -76.3745 | United States | US | USA | New York |  | 22661 | 1840058273
Lyskovo, Nizhegorodskaya Oblast’, Russia | Lyskovo | Lyskovo | 56.0128 | 45.0253 | Russia | RU | RUS | Nizhegorodskaya Oblast’ |  | 21321 | 1643597130
Lyss, Bern, Switzerland | Lyss | Lyss | 47.075 | 7.3069 | Switzerland | CH | CHE | Bern |  | 15279 | 1756010328
Lysterfield, Victoria, Australia | Lysterfield | Lysterfield | -37.9333 | 145.3 | Australia | AU | AUS | Victoria |  | 6663 | 1036662782
Lysva, Permskiy Kray, Russia | Lysva | Lysva | 58.1086 | 57.8053 | Russia | RU | RUS | Permskiy Kray |  | 61752 | 1643566094
Lysychansk, Luhans’ka Oblast’, Ukraine | Lysychansk | Lysychansk | 48.9169 | 38.4306 | Ukraine | UA | UKR | Luhans’ka Oblast’ |  | 103459 | 1804673535
Lytkarino, Moskovskaya Oblast’, Russia | Lytkarino | Lytkarino | 55.5833 | 37.8833 | Russia | RU | RUS | Moskovskaya Oblast’ |  | 58606 | 1643669152
Lyuban’, Minskaya Voblasts’, Belarus | Lyuban’ | Lyuban' | 52.7819 | 28.0525 | Belarus | BY | BLR | Minskaya Voblasts’ | minor | 11600 | 1112654360
Lyubertsy, Moskovskaya Oblast’, Russia | Lyubertsy | Lyubertsy | 55.6814 | 37.8939 | Russia | RU | RUS | Moskovskaya Oblast’ |  | 197705 | 1643024284
Lyubim, Yaroslavskaya Oblast’, Russia | Lyubim | Lyubim | 58.35 | 40.7 | Russia | RU | RUS | Yaroslavskaya Oblast’ |  | 5076 | 1643368159
Lyubimets, Haskovo, Bulgaria | Lyubimets | Lyubimets | 41.8333 | 26.0833 | Bulgaria | BG | BGR | Haskovo |  | 7892 | 1100823795
Lyuboml’, Volyns’ka Oblast’, Ukraine | Lyuboml’ | Lyuboml' | 51.2158 | 24.0408 | Ukraine | UA | UKR | Volyns’ka Oblast’ | minor | 10466 | 1804570446
Lyudinovo, Kaluzhskaya Oblast’, Russia | Lyudinovo | Lyudinovo | 53.8667 | 34.4667 | Russia | RU | RUS | Kaluzhskaya Oblast’ |  | 38267 | 1643598604
M’Sila, M’sila, Algeria | M’Sila | M'Sila | 35.7 | 4.545 | Algeria | DZ | DZA | M’sila | admin | 150000 | 1012857730
Ma‘alot Tarshīḥā, Northern, Israel | Ma‘alot Tarshīḥā | Ma`alot Tarshiha | 33.0167 | 35.2708 | Israel | IL | ISR | Northern |  | 36000 | 1376992708
Ma‘ān, Ma‘ān, Jordan | Ma‘ān | Ma`an | 30.192 | 35.736 | Jordan | JO | JOR | Ma‘ān | admin | 50350 | 1400670443
Ma‘arrat an Nu‘mān, Idlib, Syria | Ma‘arrat an Nu‘mān | Ma`arrat an Nu`man | 35.6433 | 36.6683 | Syria | SY | SYR | Idlib | minor | 90000 | 1760482977
Ma‘arratmişrīn, Idlib, Syria | Ma‘arratmişrīn | Ma`arratmisrin | 36.0114 | 36.6717 | Syria | SY | SYR | Idlib | minor | 37490 | 1760812215
Ma‘bar, Dhamār, Yemen | Ma‘bar | Ma`bar | 14.7939 | 44.2936 | Yemen | YE | YEM | Dhamār | minor | 24707 | 1887814519
Ma’anshan, Anhui, China | Ma’anshan | Ma'anshan | 31.7135 | 118.3605 | China | CN | CHN | Anhui | minor | 2202899 | 1156847452
Ma’erkang, Sichuan, China | Ma’erkang | Ma'erkang | 31.9046 | 102.2167 | China | CN | CHN | Sichuan | minor | 58437 | 1156085323
Ma’rib, Ma’rib, Yemen | Ma’rib | Ma'rib | 15.4228 | 45.3375 | Yemen | YE | YEM | Ma’rib | admin | 16794 | 1887153216
Maardu, Harjumaa, Estonia | Maardu | Maardu | 59.4781 | 25.0161 | Estonia | EE | EST | Harjumaa | minor | 17141 | 1233565021
Maaseik, Flanders, Belgium | Maaseik | Maaseik | 51.1019 | 5.7856 | Belgium | BE | BEL | Flanders | minor | 25201 | 1056459643
Maasin, Southern Leyte, Philippines | Maasin | Maasin | 10.1333 | 124.85 | Philippines | PH | PHL | Southern Leyte | admin | 85560 | 1608244406
Maastricht, Limburg, Netherlands | Maastricht | Maastricht | 50.853 | 5.677 | Netherlands | NL | NLD | Limburg | admin | 122378 | 1528563623
Mabalacat, Pampanga, Philippines | Mabalacat | Mabalacat | 15.2167 | 120.5833 | Philippines | PH | PHL | Pampanga |  | 250799 | 1608402560
Mabaruma, Barima-Waini, Guyana | Mabaruma | Mabaruma | 8.2 | -59.7833 | Guyana | GY | GUY | Barima-Waini | admin | 2972 | 1328079873
Mablethorpe, Lincolnshire, United Kingdom | Mablethorpe | Mablethorpe | 53.3409 | 0.261 | United Kingdom | GB | GBR | Lincolnshire |  | 12531 | 1826000615
Mableton, Georgia, United States | Mableton | Mableton | 33.8132 | -84.5656 | United States | US | USA | Georgia |  | 40464 | 1840013690
Macaé, Rio de Janeiro, Brazil | Macaé | Macae | -22.38 | -41.79 | Brazil | BR | BRA | Rio de Janeiro |  | 143029 | 1076074287
Macapá, Amapá, Brazil | Macapá | Macapa | 0.033 | -51.0653 | Brazil | BR | BRA | Amapá | admin | 474706 | 1076189884
Macará, Loja, Ecuador | Macará | Macara | -4.3833 | -79.95 | Ecuador | EC | ECU | Loja |  | 13035 | 1218426387
Macas, Morona-Santiago, Ecuador | Macas | Macas | -2.3 | -78.1167 | Ecuador | EC | ECU | Morona-Santiago | admin | 18984 | 1218176372
Macatuba, São Paulo, Brazil | Macatuba | Macatuba | -22.5022 | -48.7114 | Brazil | BR | BRA | São Paulo |  | 17013 | 1076530289
Macau, , Macau | Macau | Macau | 22.203 | 113.545 | Macau | MO | MAC |  |  | 568700 | 1446227359
Macaubal, São Paulo, Brazil | Macaubal | Macaubal | -20.8058 | -49.9639 | Brazil | BR | BRA | São Paulo |  | 8033 | 1076533042
Macclenny, Florida, United States | Macclenny | Macclenny | 30.281 | -82.1252 | United States | US | USA | Florida |  | 11958 | 1840015921
Macclesfield, Cheshire East, United Kingdom | Macclesfield | Macclesfield | 53.2581 | -2.1274 | United Kingdom | GB | GBR | Cheshire East |  | 51482 | 1826522277
Macdonald, Manitoba, Canada | Macdonald | Macdonald | 49.6725 | -97.4472 | Canada | CA | CAN | Manitoba |  | 7162 | 1124000633
Macedo de Cavaleiros, Bragança, Portugal | Macedo de Cavaleiros | Macedo de Cavaleiros | 41.5333 | -6.95 | Portugal | PT | PRT | Bragança | minor | 15776 | 1620590215
Macedon, New York, United States | Macedon | Macedon | 43.0792 | -77.3095 | United States | US | USA | New York |  | 8976 | 1840058275
Macedonia, Ohio, United States | Macedonia | Macedonia | 41.3147 | -81.4989 | United States | US | USA | Ohio |  | 12000 | 1840000797
Maceió, Alagoas, Brazil | Maceió | Maceio | -9.6658 | -35.735 | Brazil | BR | BRA | Alagoas | admin | 1029129 | 1076440479
Macenta, N’Zérékoré, Guinea | Macenta | Macenta | 8.5504 | -9.48 | Guinea | GN | GIN | N’Zérékoré | minor | 43102 | 1324817479
Macerata, Marche, Italy | Macerata | Macerata | 43.3003 | 13.4533 | Italy | IT | ITA | Marche | minor | 42209 | 1380412139
Macetown, Otago, New Zealand | Macetown | Macetown | -44.865 | 168.819 | New Zealand | NZ | NZL | Otago |  | 16600 | 1554582165
Machakos, Machakos, Kenya | Machakos | Machakos | -1.5167 | 37.2667 | Kenya | KE | KEN | Machakos | admin | 114109 | 1404746781
Machala, El Oro, Ecuador | Machala | Machala | -3.2667 | -79.9667 | Ecuador | EC | ECU | El Oro | admin | 231260 | 1218378191
Macheng, Hubei, China | Macheng | Macheng | 31.1817 | 115.0189 | China | CN | CHN | Hubei |  | 849090 | 1156949639
Mācherla, Andhra Pradesh, India | Mācherla | Macherla | 16.48 | 79.43 | India | IN | IND | Andhra Pradesh |  | 57290 | 1356348515
Machesney Park, Illinois, United States | Machesney Park | Machesney Park | 42.3666 | -89.0266 | United States | US | USA | Illinois |  | 22677 | 1840011123
Machida, Tōkyō, Japan | Machida | Machida | 35.5486 | 139.4467 | Japan | JP | JPN | Tōkyō |  | 434407 | 1392788615
Machilīpatnam, Andhra Pradesh, India | Machilīpatnam | Machilipatnam | 16.1667 | 81.1333 | India | IN | IND | Andhra Pradesh |  | 169892 | 1356067784
Machinga, Machinga, Malawi | Machinga | Machinga | -14.9667 | 35.5167 | Malawi | MW | MWI | Machinga | admin | 1418 | 1454566785
Machiques, Zulia, Venezuela | Machiques | Machiques | 10.0667 | -72.5667 | Venezuela | VE | VEN | Zulia | minor | 122734 | 1862003182
Macia, Gaza, Mozambique | Macia | Macia | -25.0333 | 33.1 | Mozambique | MZ | MOZ | Gaza |  | 23156 | 1508558129
Măcin, Tulcea, Romania | Măcin | Macin | 45.2456 | 28.1231 | Romania | RO | ROU | Tulcea |  | 8245 | 1642034078
Mack, Ohio, United States | Mack | Mack | 39.1503 | -84.6792 | United States | US | USA | Ohio |  | 11422 | 1840034079
Maçka, Trabzon, Turkey | Maçka | Macka | 40.8186 | 39.6136 | Turkey | TR | TUR | Trabzon | minor | 26626 | 1792354178
Mackay, Queensland, Australia | Mackay | Mackay | -21.1411 | 149.1861 | Australia | AU | AUS | Queensland |  | 80148 | 1036507374
Mackworth, Derby, United Kingdom | Mackworth | Mackworth | 52.9277 | -1.5373 | United Kingdom | GB | GBR | Derby |  | 14180 | 1826657031
Macomb, Illinois, United States | Macomb | Macomb | 40.4721 | -90.6816 | United States | US | USA | Illinois |  | 18006 | 1840009411
Macon, Georgia, United States | Macon | Macon | 32.8065 | -83.6974 | United States | US | USA | Georgia |  | 153159 | 1840043455
Mâcon, Bourgogne-Franche-Comté, France | Mâcon | Macon | 46.3063 | 4.8313 | France | FR | FRA | Bourgogne-Franche-Comté | minor | 33638 | 1250992809
Macuspana, Tabasco, Mexico | Macuspana | Macuspana | 17.7667 | -92.6 | Mexico | MX | MEX | Tabasco | minor | 30661 | 1484086926
Mādabā, Ma’dabā, Jordan | Mādabā | Madaba | 31.7167 | 35.8 | Jordan | JO | JOR | Ma’dabā | admin |  | 1400962992
Madalena, Azores, Portugal | Madalena | Madalena | 38.5356 | -28.5234 | Portugal | PT | PRT | Azores |  | 6049 | 1620872660
Madan, Khūzestān, Iran | Madan | Madan | 30.3392 | 48.3042 | Iran | IR | IRN | Khūzestān |  | 231476 | 1364708556
Madanapalle, Andhra Pradesh, India | Madanapalle | Madanapalle | 13.55 | 78.5 | India | IN | IND | Andhra Pradesh |  | 180180 | 1356232508
Madang, Madang, Papua New Guinea | Madang | Madang | -5.2248 | 145.7853 | Papua New Guinea | PG | PNG | Madang | admin | 62023 | 1598116558
Madaoua, Tahoua, Niger | Madaoua | Madaoua | 14.0762 | 5.9586 | Niger | NE | NER | Tahoua | minor | 24804 | 1562237869
Madeira, Ohio, United States | Madeira | Madeira | 39.1856 | -84.3734 | United States | US | USA | Ohio |  | 9245 | 1840001605
Madeley, Telford and Wrekin, United Kingdom | Madeley | Madeley | 52.637 | -2.448 | United Kingdom | GB | GBR | Telford and Wrekin |  | 17935 | 1826979637
Madera, Chihuahua, Mexico | Madera | Madera | 29.19 | -108.1414 | Mexico | MX | MEX | Chihuahua | minor | 15447 | 1484958144
Madera, California, United States | Madera | Madera | 36.9631 | -120.0782 | United States | US | USA | California |  | 84086 | 1840020300
Madera Acres, California, United States | Madera Acres | Madera Acres | 37.0123 | -120.0799 | United States | US | USA | California |  | 9946 | 1840028386
Madhyamgram, West Bengal, India | Madhyamgram | Madhyamgram | 22.7 | 88.45 | India | IN | IND | West Bengal |  | 196127 | 1356501701
Madīnat ‘Īsá, Al Janūbīyah, Bahrain | Madīnat ‘Īsá | Madinat `Isa | 26.1736 | 50.5478 | Bahrain | BH | BHR | Al Janūbīyah |  | 40000 | 1048219300
Madīnat as Sādis min Uktūbar, Al Jīzah, Egypt | Madīnat as Sādis min Uktūbar | Madinat as Sadis min Uktubar | 29.9361 | 30.9269 | Egypt | EG | EGY | Al Jīzah |  | 500000 | 1818735651
Madīnat ash Shamāl, Ash Shamāl, Qatar | Madīnat ash Shamāl | Madinat ash Shamal | 26.1293 | 51.2009 | Qatar | QA | QAT | Ash Shamāl | admin |  | 1634762661
Madīnat Ḩamad, Ash Shamālīyah, Bahrain | Madīnat Ḩamad | Madinat Hamad | 26.1128 | 50.5139 | Bahrain | BH | BHR | Ash Shamālīyah |  | 52700 | 1048909146
Madīnat Zāyid, Abū Z̧aby, United Arab Emirates | Madīnat Zāyid | Madinat Zayid | 23.6522 | 53.6536 | United Arab Emirates | AE | ARE | Abū Z̧aby |  | 29095 | 1784810704
Madingou, Bouenza, Congo (Brazzaville) | Madingou | Madingou | -4.1536 | 13.55 | Congo (Brazzaville) | CG | COG | Bouenza | admin | 22760 | 1178057279
Madison, Wisconsin, United States | Madison | Madison | 43.0826 | -89.3931 | United States | US | USA | Wisconsin | admin | 447245 | 1840002915
Madison, Alabama, United States | Madison | Madison | 34.7114 | -86.7626 | United States | US | USA | Alabama |  | 51593 | 1840015524
Madison, Mississippi, United States | Madison | Madison | 32.4738 | -90.13 | United States | US | USA | Mississippi |  | 25661 | 1840015782
Madison, Connecticut, United States | Madison | Madison | 41.3398 | -72.6278 | United States | US | USA | Connecticut |  | 18183 | 1840045038
Madison, Indiana, United States | Madison | Madison | 38.7581 | -85.3974 | United States | US | USA | Indiana |  | 18109 | 1840009728
Madison, New Jersey, United States | Madison | Madison | 40.7586 | -74.417 | United States | US | USA | New Jersey |  | 17654 | 1840003574
Madison, South Dakota, United States | Madison | Madison | 44.0062 | -97.1084 | United States | US | USA | South Dakota |  | 6933 | 1840002540
Madison Heights, Michigan, United States | Madison Heights | Madison Heights | 42.5073 | -83.1034 | United States | US | USA | Michigan |  | 29886 | 1840002449
Madison Heights, Virginia, United States | Madison Heights | Madison Heights | 37.4487 | -79.1057 | United States | US | USA | Virginia |  | 11483 | 1840006372
Madison Park, New Jersey, United States | Madison Park | Madison Park | 40.4461 | -74.2959 | United States | US | USA | New Jersey |  | 6941 | 1840005421
Madisonville, Kentucky, United States | Madisonville | Madisonville | 37.3408 | -87.5034 | United States | US | USA | Kentucky |  | 23580 | 1840015244
Madisonville, Tennessee, United States | Madisonville | Madisonville | 35.5233 | -84.363 | United States | US | USA | Tennessee |  | 5890 | 1840015414
Madiun, Jawa Timur, Indonesia | Madiun | Madiun | -7.63 | 111.5231 | Indonesia | ID | IDN | Jawa Timur |  | 186099 | 1360921516
Madona, Madonas Novads, Latvia | Madona | Madona | 56.8542 | 26.22 | Latvia | LV | LVA | Madonas Novads | admin | 7206 | 1428548117
Madras, Oregon, United States | Madras | Madras | 44.6425 | -121.1315 | United States | US | USA | Oregon |  | 9340 | 1840019987
Madrid, Madrid, Spain | Madrid | Madrid | 40.4189 | -3.6919 | Spain | ES | ESP | Madrid | primary | 3266126 | 1724616994
Madruga, Mayabeque, Cuba | Madruga | Madruga | 22.9164 | -81.9239 | Cuba | CU | CUB | Mayabeque | minor | 30640 | 1192001508
Madurai, Tamil Nādu, India | Madurai | Madurai | 9.9197 | 78.1194 | India | IN | IND | Tamil Nādu | minor | 1561129 | 1356257289
Mae Hong Son, Mae Hong Son, Thailand | Mae Hong Son | Mae Hong Son | 19.3011 | 97.97 | Thailand | TH | THA | Mae Hong Son | admin | 6526 | 1764090874
Mae Sai, Chiang Rai, Thailand | Mae Sai | Mae Sai | 20.4266 | 99.8841 | Thailand | TH | THA | Chiang Rai | minor | 20699 | 1764624336
Mae Sot, Tak, Thailand | Mae Sot | Mae Sot | 16.7101 | 98.5707 | Thailand | TH | THA | Tak | minor | 31530 | 1764198529
Maebara, Chiba, Japan | Maebara | Maebara | 35.1142 | 140.0989 | Japan | JP | JPN | Chiba |  | 32196 | 1392895244
Maebashi, Gunma, Japan | Maebashi | Maebashi | 36.3833 | 139.0667 | Japan | JP | JPN | Gunma | admin | 332999 | 1392333295
Maesteg, Bridgend, United Kingdom | Maesteg | Maesteg | 51.61 | -3.65 | United Kingdom | GB | GBR | Bridgend |  | 21000 | 1826221040
Mafeteng, Mafeteng, Lesotho | Mafeteng | Mafeteng | -29.8167 | 27.25 | Lesotho | LS | LSO | Mafeteng | admin | 57059 | 1426506047
Maffra, Victoria, Australia | Maffra | Maffra | -37.95 | 146.983 | Australia | AU | AUS | Victoria |  | 5280 | 1036194694
Mafra, Lisboa, Portugal | Mafra | Mafra | 38.9333 | -9.3333 | Portugal | PT | PRT | Lisboa | minor | 76685 | 1620095714
Magadan, Magadanskaya Oblast’, Russia | Magadan | Magadan | 59.5667 | 150.8 | Russia | RU | RUS | Magadanskaya Oblast’ | admin | 92782 | 1643216966
Magalia, California, United States | Magalia | Magalia | 39.8228 | -121.6078 | United States | US | USA | California |  | 12671 | 1840017530
Magangué, Bolívar, Colombia | Magangué | Magangue | 9.23 | -74.74 | Colombia | CO | COL | Bolívar | minor | 100313 | 1170903510
Magas, Ingushetiya, Russia | Magas | Magas | 43.1667 | 44.8167 | Russia | RU | RUS | Ingushetiya | admin | 10333 | 1643520048
Magdagachi, Amurskaya Oblast’, Russia | Magdagachi | Magdagachi | 53.45 | 125.8 | Russia | RU | RUS | Amurskaya Oblast’ |  | 11739 | 1643413401
Magdalena, El Beni, Bolivia | Magdalena | Magdalena | -13.2606 | -64.0528 | Bolivia | BO | BOL | El Beni |  | 3445 | 1068699781
Magdalena de Kino, Sonora, Mexico | Magdalena de Kino | Magdalena de Kino | 30.6167 | -111.05 | Mexico | MX | MEX | Sonora | minor | 23359 | 1484799240
Magdeburg, Saxony-Anhalt, Germany | Magdeburg | Magdeburg | 52.1278 | 11.6292 | Germany | DE | DEU | Saxony-Anhalt | admin | 238697 | 1276418236
Magelang, Jawa Tengah, Indonesia | Magelang | Magelang | -7.4706 | 110.2178 | Indonesia | ID | IDN | Jawa Tengah |  | 124912 | 1360065728
Maghāghah, Al Minyā, Egypt | Maghāghah | Maghaghah | 28.6483 | 30.8422 | Egypt | EG | EGY | Al Minyā |  | 75657 | 1818762526
Maghull, Sefton, United Kingdom | Maghull | Maghull | 53.5174 | -2.9449 | United Kingdom | GB | GBR | Sefton |  | 20444 | 1826082081
Maglód, Pest, Hungary | Maglód | Maglod | 47.4439 | 19.3525 | Hungary | HU | HUN | Pest |  | 12341 | 1348383412
Magna, Utah, United States | Magna | Magna | 40.7634 | -112.1599 | United States | US | USA | Utah |  | 26949 | 1840017499
Magnitogorsk, Chelyabinskaya Oblast’, Russia | Magnitogorsk | Magnitogorsk | 53.3833 | 59.0333 | Russia | RU | RUS | Chelyabinskaya Oblast’ |  | 418241 | 1643987830
Magnolia, Arkansas, United States | Magnolia | Magnolia | 33.2774 | -93.2261 | United States | US | USA | Arkansas |  | 10339 | 1840015726
Magog, Quebec, Canada | Magog | Magog | 45.2667 | -72.15 | Canada | CA | CAN | Quebec |  | 25358 | 1124404849
Magong, Penghu, Taiwan | Magong | Magong | 23.5667 | 119.5833 | Taiwan | TW | TWN | Penghu | admin | 56435 | 1158297836
Magor, Monmouthshire, United Kingdom | Magor | Magor | 51.5798 | -2.8312 | United Kingdom | GB | GBR | Monmouthshire |  | 6140 | 1826057542
Magtymguly, Balkan, Turkmenistan | Magtymguly | Magtymguly | 38.4333 | 56.2833 | Turkmenistan | TM | TKM | Balkan | minor | 8412 | 1795795103
Magugpo Poblacion, Davao del Norte, Philippines | Magugpo Poblacion | Magugpo Poblacion | 7.3821 | 125.8017 | Philippines | PH | PHL | Davao del Norte |  | 6726 | 1608255342
Măgurele, Ilfov, Romania | Măgurele | Magurele | 44.3461 | 25.9999 | Romania | RO | ROU | Ilfov |  | 11041 | 1642420938
Magway, Magway, Burma | Magway | Magway | 20.15 | 94.95 | Burma | MM | MMR | Magway | admin | 125973 | 1104246517
Maha Sarakham, Maha Sarakham, Thailand | Maha Sarakham | Maha Sarakham | 16.1772 | 103.3008 | Thailand | TH | THA | Maha Sarakham | admin | 52866 | 1764568961
Mahābād, Āz̄arbāyjān-e Gharbī, Iran | Mahābād | Mahabad | 36.7704 | 45.72 | Iran | IR | IRN | Āz̄arbāyjān-e Gharbī |  | 162434 | 1364192213
Mahadipur, West Bengal, India | Mahadipur | Mahadipur | 24.8566 | 88.1248 | India | IN | IND | West Bengal |  | 8638 | 1356139009
Mahajanga, Mahajanga, Madagascar | Mahajanga | Mahajanga | -15.67 | 46.345 | Madagascar | MG | MDG | Mahajanga | admin | 154657 | 1450421961
Mahalapye, Central, Botswana | Mahalapye | Mahalapye | -23.1041 | 26.8142 | Botswana | BW | BWA | Central |  | 50744 | 1072304817
Mahbūbnagar, Telangana, India | Mahbūbnagar | Mahbubnagar | 16.7333 | 77.9833 | India | IN | IND | Telangana |  | 190400 | 1356014528
Mahdia, Mahdia, Tunisia | Mahdia | Mahdia | 35.4839 | 11.0409 | Tunisia | TN | TUN | Mahdia | admin | 45977 | 1788440786
Mahdia, Potaro-Siparuni, Guyana | Mahdia | Mahdia | 5.2667 | -59.15 | Guyana | GY | GUY | Potaro-Siparuni | admin |  | 1328358422
Mahesāna, Gujarāt, India | Mahesāna | Mahesana | 23.6 | 72.4 | India | IN | IND | Gujarāt |  | 184991 | 1356719082
Mahibadhoo, Ari Atholhu Dhekunuburi, Maldives | Mahibadhoo | Mahibadhoo | 3.7571 | 72.9689 | Maldives | MV | MDV | Ari Atholhu Dhekunuburi | admin |  | 1462235059
Mahikeng, North West, South Africa | Mahikeng | Mahikeng | -25.8653 | 25.6442 | South Africa | ZA | ZAF | North West | admin | 15117 | 1710965423
Mahilyow, Mahilyowskaya Voblasts’, Belarus | Mahilyow | Mahilyow | 53.9089 | 30.343 | Belarus | BY | BLR | Mahilyowskaya Voblasts’ | admin | 357100 | 1112518993
Mahlberg, Baden-Württemberg, Germany | Mahlberg | Mahlberg | 48.2869 | 7.8114 | Germany | DE | DEU | Baden-Württemberg |  | 5061 | 1276917476
Maḩmūdābād Nemūneh, Qazvīn, Iran | Maḩmūdābād Nemūneh | Mahmudabad Nemuneh | 36.2886 | 49.9019 | Iran | IR | IRN | Qazvīn |  | 19669 | 1364599190
Maḩmūd-e Rāqī, Kāpīsā, Afghanistan | Maḩmūd-e Rāqī | Mahmud-e Raqi | 35.0167 | 69.3333 | Afghanistan | AF | AFG | Kāpīsā | admin | 7407 | 1004151943
Mahomet, Illinois, United States | Mahomet | Mahomet | 40.1885 | -88.3904 | United States | US | USA | Illinois |  | 13094 | 1840012232
Mahón, Balearic Islands, Spain | Mahón | Mahon | 39.8894 | 4.2642 | Spain | ES | ESP | Balearic Islands |  | 29040 | 1724771449
Mahonda, Zanzibar North, Tanzania | Mahonda | Mahonda | -5.9897 | 39.2519 | Tanzania | TZ | TZA | Zanzibar North | admin |  | 1834907448
Mahopac, New York, United States | Mahopac | Mahopac | 41.3684 | -73.7401 | United States | US | USA | New York |  | 8426 | 1840004891
Mahtomedi, Minnesota, United States | Mahtomedi | Mahtomedi | 45.0619 | -92.966 | United States | US | USA | Minnesota |  | 8294 | 1840008913
Mahwah, New Jersey, United States | Mahwah | Mahwah | 41.0816 | -74.1856 | United States | US | USA | New Jersey |  | 26325 | 1840081806
Maia, Porto, Portugal | Maia | Maia | 41.2333 | -8.6167 | Portugal | PT | PRT | Porto | minor | 135306 | 1620000072
Maibara, Shiga, Japan | Maibara | Maibara | 35.3153 | 136.2839 | Japan | JP | JPN | Shiga |  | 37850 | 1392812033
Maīdān Shahr, Wardak, Afghanistan | Maīdān Shahr | Maidan Shahr | 34.3972 | 68.8697 | Afghanistan | AF | AFG | Wardak | admin | 35008 | 1004798735
Maidencreek, Pennsylvania, United States | Maidencreek | Maidencreek | 40.4618 | -75.8927 | United States | US | USA | Pennsylvania |  | 9402 | 1840103346
Maidenhead, Windsor and Maidenhead, United Kingdom | Maidenhead | Maidenhead | 51.5217 | -0.7177 | United Kingdom | GB | GBR | Windsor and Maidenhead |  | 69309 | 1826979451
Maidstone, Kent, United Kingdom | Maidstone | Maidstone | 51.272 | 0.529 | United Kingdom | GB | GBR | Kent |  | 113137 | 1826000009
Maiduguri, Borno, Nigeria | Maiduguri | Maiduguri | 11.8333 | 13.15 | Nigeria | NG | NGA | Borno | admin | 1197497 | 1566540296
Maihar, Madhya Pradesh, India | Maihar | Maihar | 24.27 | 80.75 | India | IN | IND | Madhya Pradesh |  | 40192 | 1356415420
Maili, Hawaii, United States | Maili | Maili | 21.4134 | -158.1702 | United States | US | USA | Hawaii |  | 10792 | 1840029522
Maīmanah, Fāryāb, Afghanistan | Maīmanah | Maimanah | 35.9302 | 64.7701 | Afghanistan | AF | AFG | Fāryāb | admin | 199795 | 1004622920
Maina, , Guam | Maina | Maina | 13.4692 | 144.7332 | Guam | GU | GUM |  |  | 122411 | 1316874021
Mainburg, Bavaria, Germany | Mainburg | Mainburg | 48.65 | 11.7833 | Germany | DE | DEU | Bavaria |  | 15241 | 1276991073
Maine, New York, United States | Maine | Maine | 42.2 | -76.0314 | United States | US | USA | New York |  | 5212 | 1840058278
Maintal, Hesse, Germany | Maintal | Maintal | 50.15 | 8.8333 | Germany | DE | DEU | Hesse |  | 39298 | 1276616960
Maintirano, Mahajanga, Madagascar | Maintirano | Maintirano | -18.0666 | 44.0167 | Madagascar | MG | MDG | Mahajanga | minor | 5925 | 1450625023
Mainz, Rhineland-Palatinate, Germany | Mainz | Mainz | 50 | 8.2711 | Germany | DE | DEU | Rhineland-Palatinate | admin | 184997 | 1276801317
Maiquetía, Vargas, Venezuela | Maiquetía | Maiquetia | 10.5958 | -66.9772 | Venezuela | VE | VEN | Vargas | minor | 87909 | 1862822831
Mairinque, São Paulo, Brazil | Mairinque | Mairinque | -23.5464 | -47.1836 | Brazil | BR | BRA | São Paulo |  | 46015 | 1076990000
Mairiporã, São Paulo, Brazil | Mairiporã | Mairipora | -23.3189 | -46.5869 | Brazil | BR | BRA | São Paulo |  | 100179 | 1076161359
Maisons-Alfort, Île-de-France, France | Maisons-Alfort | Maisons-Alfort | 48.8058 | 2.4378 | France | FR | FRA | Île-de-France |  | 55655 | 1250000462
Maisons-Laffitte, Île-de-France, France | Maisons-Laffitte | Maisons-Laffitte | 48.9469 | 2.1456 | France | FR | FRA | Île-de-France |  | 23669 | 1250804380
Maitland, New South Wales, Australia | Maitland | Maitland | -32.7167 | 151.55 | Australia | AU | AUS | New South Wales |  | 78015 | 1036034945
Maitland, Florida, United States | Maitland | Maitland | 28.6295 | -81.3717 | United States | US | USA | Florida |  | 17652 | 1840015964
Maizuru, Kyōto, Japan | Maizuru | Maizuru | 35.45 | 135.3167 | Japan | JP | JPN | Kyōto |  | 79886 | 1392353780
Majdanpek, Majdanpek, Serbia | Majdanpek | Majdanpek | 44.4167 | 21.9333 | Serbia | RS | SRB | Majdanpek | admin |  | 1688109331
Majene, Sulawesi Barat, Indonesia | Majene | Majene | -3.5336 | 118.966 | Indonesia | ID | IDN | Sulawesi Barat | minor | 272377 | 1360498576
Majšperk, Majšperk, Slovenia | Majšperk | Majsperk | 46.3517 | 15.7336 | Slovenia | SI | SVN | Majšperk | admin |  | 1705147774
Majuro, Majuro, Marshall Islands | Majuro | Majuro | 7.1167 | 171.3667 | Marshall Islands | MH | MHL | Majuro | primary | 25400 | 1584000000
Makaha, Hawaii, United States | Makaha | Makaha | 21.4734 | -158.2103 | United States | US | USA | Hawaii |  | 8740 | 1840029523
Makakilo, Hawaii, United States | Makakilo | Makakilo | 21.3591 | -158.0813 | United States | US | USA | Hawaii |  | 20920 | 1840137080
Makale, Sulawesi Selatan, Indonesia | Makale | Makale | -3.086 | 119.8469 | Indonesia | ID | IDN | Sulawesi Selatan | minor | 9960 | 1360576738
Makamba, Makamba, Burundi | Makamba | Makamba | -4.1333 | 29.8 | Burundi | BI | BDI | Makamba | admin | 9396 | 1108520771
Makarov, Sakhalinskaya Oblast’, Russia | Makarov | Makarov | 48.627 | 142.78 | Russia | RU | RUS | Sakhalinskaya Oblast’ |  | 6567 | 1643711002
Makaryev, Kostromskaya Oblast’, Russia | Makaryev | Makaryev | 57.8833 | 43.8 | Russia | RU | RUS | Kostromskaya Oblast’ |  | 6579 | 1643500999
Makassar, Sulawesi Selatan, Indonesia | Makassar | Makassar | -5.1331 | 119.4136 | Indonesia | ID | IDN | Sulawesi Selatan | admin | 1651146 | 1360051337
Makati City, Makati, Philippines | Makati City | Makati City | 14.55 | 121.0333 | Philippines | PH | PHL | Makati | admin | 582602 | 1608725647
Makawao, Hawaii, United States | Makawao | Makawao | 20.848 | -156.319 | United States | US | USA | Hawaii |  | 7570 | 1840023236
Makedonska Kamenica, Makedonska Kamenica, Macedonia | Makedonska Kamenica | Makedonska Kamenica | 42.0208 | 22.5876 | Macedonia | MK | MKD | Makedonska Kamenica | admin |  | 1807768534
Makedonski Brod, Makedonski Brod, Macedonia | Makedonski Brod | Makedonski Brod | 41.5133 | 21.2153 | Macedonia | MK | MKD | Makedonski Brod | admin | 3740 | 1807831162
Makeni, Northern, Sierra Leone | Makeni | Makeni | 8.8817 | -12.0442 | Sierra Leone | SL | SLE | Northern | admin | 87679 | 1694028641
Makhachkala, Dagestan, Russia | Makhachkala | Makhachkala | 42.9833 | 47.4833 | Russia | RU | RUS | Dagestan | admin | 592976 | 1643580480
Makhambet, Atyraū, Kazakhstan | Makhambet | Makhambet | 47.6714 | 51.5798 | Kazakhstan | KZ | KAZ | Atyraū |  | 8905 | 1398232608
Makiivka, Donets’ka Oblast’, Ukraine | Makiivka | Makiivka | 48.0556 | 37.9611 | Ukraine | UA | UKR | Donets’ka Oblast’ |  | 347376 | 1804926154
Makinohara, Shizuoka, Japan | Makinohara | Makinohara | 34.74 | 138.2247 | Japan | JP | JPN | Shizuoka |  | 44111 | 1392331994
Makīnsk, Aqmola, Kazakhstan | Makīnsk | Makinsk | 52.6404 | 70.41 | Kazakhstan | KZ | KAZ | Aqmola |  | 23020 | 1398733675
Makó, Csongrád, Hungary | Makó | Mako | 46.22 | 20.4789 | Hungary | HU | HUN | Csongrád | minor | 22514 | 1348716786
Makokou, Ogooué-Ivindo, Gabon | Makokou | Makokou | 0.5667 | 12.8667 | Gabon | GA | GAB | Ogooué-Ivindo | admin | 17070 | 1266939354
Makole, Makole, Slovenia | Makole | Makole | 46.3172 | 15.6672 | Slovenia | SI | SVN | Makole | admin |  | 1705304446
Makoua, Cuvette, Congo (Brazzaville) | Makoua | Makoua | -0.0047 | 15.6228 | Congo (Brazzaville) | CG | COG | Cuvette |  | 11355 | 1178500492
Makurdi, Benue, Nigeria | Makurdi | Makurdi | 7.73 | 8.53 | Nigeria | NG | NGA | Benue | admin | 292645 | 1566873994
Makushino, Kurganskaya Oblast’, Russia | Makushino | Makushino | 55.2 | 67.25 | Russia | RU | RUS | Kurganskaya Oblast’ |  | 7811 | 1643875963
Mala Vyska, Kirovohrads’ka Oblast’, Ukraine | Mala Vyska | Mala Vyska | 48.65 | 31.6333 | Ukraine | UA | UKR | Kirovohrads’ka Oblast’ | minor | 11614 | 1804230769
Malabo, Bioko Norte, Equatorial Guinea | Malabo | Malabo | 3.7521 | 8.7737 | Equatorial Guinea | GQ | GNQ | Bioko Norte | primary | 187302 | 1226861333
Malabon, Malabon, Philippines | Malabon | Malabon | 14.6625 | 120.9567 | Philippines | PH | PHL | Malabon | admin | 365525 | 1608045841
Malacky, Bratislavský, Slovakia | Malacky | Malacky | 48.4381 | 17.0236 | Slovakia | SK | SVK | Bratislavský | minor | 17430 | 1703320479
Maladzyechna, Minskaya Voblasts’, Belarus | Maladzyechna | Maladzyechna | 54.3136 | 26.8517 | Belarus | BY | BLR | Minskaya Voblasts’ | minor | 91900 | 1112822882
Málaga, Andalusia, Spain | Málaga | Malaga | 36.7167 | -4.4167 | Spain | ES | ESP | Andalusia | minor | 574654 | 1724397372
Malahide, Ontario, Canada | Malahide | Malahide | 42.7928 | -80.9361 | Canada | CA | CAN | Ontario |  | 9292 | 1124001777
Malakal, Upper Nile, South Sudan | Malakal | Malakal | 9.5333 | 31.65 | South Sudan | SS | SSD | Upper Nile | admin | 147450 | 1728299711
Malakoff, Île-de-France, France | Malakoff | Malakoff | 48.8169 | 2.2944 | France | FR | FRA | Île-de-France |  | 30286 | 1250358877
Malang, Jawa Timur, Indonesia | Malang | Malang | -7.98 | 112.62 | Indonesia | ID | IDN | Jawa Timur |  | 780000 | 1360141408
Malaṅgawā, Janakpur, Nepal | Malaṅgawā | Malangawa | 26.8667 | 85.5667 | Nepal | NP | NPL | Janakpur |  | 25102 | 1524985987
Malanje, Malanje, Angola | Malanje | Malanje | -9.54 | 16.34 | Angola | AO | AGO | Malanje | admin | 125856 | 1024774947
Malārd, Tehrān, Iran | Malārd | Malard | 35.6658 | 50.9767 | Iran | IR | IRN | Tehrān | minor | 281027 | 1364376065
Malargüe, Mendoza, Argentina | Malargüe | Malargue | -35.4745 | -69.5853 | Argentina | AR | ARG | Mendoza | minor | 11847 | 1032824937
Malaryta, Brestskaya Voblasts’, Belarus | Malaryta | Malaryta | 51.7972 | 24.0808 | Belarus | BY | BLR | Brestskaya Voblasts’ | minor | 12800 | 1112089191
Malatya, Malatya, Turkey | Malatya | Malatya | 38.3554 | 38.3337 | Turkey | TR | TUR | Malatya | admin | 461574 | 1792485155
Malaut, Punjab, India | Malaut | Malaut | 30.19 | 74.499 | India | IN | IND | Punjab |  | 70958 | 1356603442
Malaya Vishera, Novgorodskaya Oblast’, Russia | Malaya Vishera | Malaya Vishera | 58.85 | 32.2167 | Russia | RU | RUS | Novgorodskaya Oblast’ |  | 10602 | 1643002504
Malaybalay, Bukidnon, Philippines | Malaybalay | Malaybalay | 8.1575 | 125.1278 | Philippines | PH | PHL | Bukidnon | admin | 174625 | 1608859265
Malāyer, Hamadān, Iran | Malāyer | Malayer | 34.2942 | 48.82 | Iran | IR | IRN | Hamadān | minor | 170237 | 1364030346
Malbork, Pomorskie, Poland | Malbork | Malbork | 54.0285 | 19.0444 | Poland | PL | POL | Pomorskie | minor | 38895 | 1616964352
Malchin, Mecklenburg-Western Pomerania, Germany | Malchin | Malchin | 53.7333 | 12.7833 | Germany | DE | DEU | Mecklenburg-Western Pomerania |  | 7403 | 1276013353
Malchow, Mecklenburg-Western Pomerania, Germany | Malchow | Malchow | 53.4833 | 12.4333 | Germany | DE | DEU | Mecklenburg-Western Pomerania |  | 6627 | 1276863765
Malden, Massachusetts, United States | Malden | Malden | 42.4305 | -71.0576 | United States | US | USA | Massachusetts |  | 60470 | 1840000430
Maldon, Essex, United Kingdom | Maldon | Maldon | 51.7318 | 0.6758 | United Kingdom | GB | GBR | Essex |  | 14220 | 1826363463
Maldonado, Maldonado, Uruguay | Maldonado | Maldonado | -34.9088 | -54.9581 | Uruguay | UY | URY | Maldonado | admin | 62592 | 1858958595
Male, Maale, Maldives | Male | Male | 4.175 | 73.5083 | Maldives | MV | MDV | Maale | primary | 133019 | 1462441685
Mālegaon, Mahārāshtra, India | Mālegaon | Malegaon | 20.55 | 74.55 | India | IN | IND | Mahārāshtra |  | 690844 | 1356113556
Malgobek, Ingushetiya, Russia | Malgobek | Malgobek | 43.5167 | 44.5833 | Russia | RU | RUS | Ingushetiya |  | 37442 | 1643015431
Mali, Labé, Guinea | Mali | Mali | 12.084 | -12.301 | Guinea | GN | GIN | Labé | minor | 5479 | 1324065197
Mali Iđoš, Mali Iđoš, Serbia | Mali Iđoš | Mali Idos | 45.7092 | 19.6663 | Serbia | RS | SRB | Mali Iđoš | admin |  | 1688501809
Mali Zvornik, Mali Zvornik, Serbia | Mali Zvornik | Mali Zvornik | 44.3992 | 19.1214 | Serbia | RS | SRB | Mali Zvornik | admin |  | 1688513998
Maliana, Bobonaro, Timor-Leste | Maliana | Maliana | -8.9917 | 125.2197 | Timor-Leste | TL | TLS | Bobonaro | admin | 15800 | 1626637884
Malibu, California, United States | Malibu | Malibu | 34.0368 | -118.7845 | United States | US | USA | California |  | 11820 | 1840028310
Malinalco, México, Mexico | Malinalco | Malinalco | 18.9483 | -99.4947 | Mexico | MX | MEX | México | minor | 22970 | 1484454332
Malindi, Kilifi, Kenya | Malindi | Malindi | -3.21 | 40.1 | Kenya | KE | KEN | Kilifi |  | 94016 | 1404380224
Malishevë, Malishevë, Kosovo | Malishevë | Malisheve | 42.4828 | 20.7458 | Kosovo | XK | XKS | Malishevë | admin | 54613 | 1901597212
Malita, Davao Occidental, Philippines | Malita | Malita | 6.415 | 125.6117 | Philippines | PH | PHL | Davao Occidental | admin |  | 1608802375
Mallawī, Al Minyā, Egypt | Mallawī | Mallawi | 27.7306 | 30.8425 | Egypt | EG | EGY | Al Minyā |  | 139929 | 1818284236
Malmesbury, Wiltshire, United Kingdom | Malmesbury | Malmesbury | 51.584 | -2.098 | United Kingdom | GB | GBR | Wiltshire |  | 5380 | 1826511945
Malmesbury, Western Cape, South Africa | Malmesbury | Malmesbury | -33.45 | 18.7333 | South Africa | ZA | ZAF | Western Cape |  | 35897 | 1710868778
Malmö, Skåne, Sweden | Malmö | Malmo | 55.5932 | 13.0214 | Sweden | SE | SWE | Skåne | admin | 321845 | 1752705818
Malmyzh, Kirovskaya Oblast’, Russia | Malmyzh | Malmyzh | 56.5167 | 50.6667 | Russia | RU | RUS | Kirovskaya Oblast’ |  | 7422 | 1643855035
Malo Crniće, Malo Crniće, Serbia | Malo Crniće | Malo Crnice | 44.5603 | 21.2906 | Serbia | RS | SRB | Malo Crniće | admin |  | 1688544172
Malolos, Bulacan, Philippines | Malolos | Malolos | 14.8433 | 120.8114 | Philippines | PH | PHL | Bulacan | admin | 252074 | 1608358783
Malone, New York, United States | Malone | Malone | 44.7957 | -74.2857 | United States | US | USA | New York |  | 14354 | 1840004067
Maloyaroslavets, Kaluzhskaya Oblast’, Russia | Maloyaroslavets | Maloyaroslavets | 55 | 36.4667 | Russia | RU | RUS | Kaluzhskaya Oblast’ |  | 27791 | 1643014206
Mālpils, Mālpils Novads, Latvia | Mālpils | Malpils | 57.0101 | 24.9578 | Latvia | LV | LVA | Mālpils Novads | admin |  | 1428737728
Malta, New York, United States | Malta | Malta | 42.9853 | -73.7879 | United States | US | USA | New York |  | 15620 | 1840058280
Maltahöhe, Hardap, Namibia | Maltahöhe | Maltahohe | -24.84 | 16.94 | Namibia | NA | NAM | Hardap |  | 2329 | 1516195038
Maltby, Rotherham, United Kingdom | Maltby | Maltby | 53.426 | -1.21 | United Kingdom | GB | GBR | Rotherham |  | 16688 | 1826798518
Maltby, Washington, United States | Maltby | Maltby | 47.8027 | -122.1044 | United States | US | USA | Washington |  | 12350 | 1840017326
Malvern, Arkansas, United States | Malvern | Malvern | 34.3734 | -92.8205 | United States | US | USA | Arkansas |  | 11851 | 1840015563
Malvern Link, Worcestershire, United Kingdom | Malvern Link | Malvern Link | 52.1255 | -2.3161 | United Kingdom | GB | GBR | Worcestershire |  | 6155 | 1826437146
Malverne, New York, United States | Malverne | Malverne | 40.6746 | -73.6721 | United States | US | USA | New York |  | 8485 | 1840005305
Malyn, Zhytomyrs’ka Oblast’, Ukraine | Malyn | Malyn | 50.7689 | 29.27 | Ukraine | UA | UKR | Zhytomyrs’ka Oblast’ | minor | 26204 | 1804889971
Mamadysh, Tatarstan, Russia | Mamadysh | Mamadysh | 55.7 | 51.4 | Russia | RU | RUS | Tatarstan |  | 15806 | 1643004821
Mamakating, New York, United States | Mamakating | Mamakating | 41.586 | -74.4951 | United States | US | USA | New York |  | 11513 | 1840087643
Mamaroneck, New York, United States | Mamaroneck | Mamaroneck | 40.9443 | -73.7487 | United States | US | USA | New York |  | 29721 | 1840004935
Mambajao, Camiguin, Philippines | Mambajao | Mambajao | 9.2504 | 124.7156 | Philippines | PH | PHL | Camiguin | admin |  | 1608281273
Mamburao, Occidental Mindoro, Philippines | Mamburao | Mamburao | 13.2233 | 120.596 | Philippines | PH | PHL | Occidental Mindoro | admin |  | 1608912012
Mammoth Lakes, California, United States | Mammoth Lakes | Mammoth Lakes | 37.6273 | -118.99 | United States | US | USA | California |  | 7694 | 1840022493
Mamonovo, Kaliningradskaya Oblast’, Russia | Mamonovo | Mamonovo | 54.4667 | 19.9333 | Russia | RU | RUS | Kaliningradskaya Oblast’ |  | 7953 | 1643953757
Mamou, Mamou, Guinea | Mamou | Mamou | 10.3736 | -12.0847 | Guinea | GN | GIN | Mamou | admin | 71153 | 1324990909
Mamoudzou, , Mayotte | Mamoudzou | Mamoudzou | -12.7871 | 45.275 | Mayotte | YT | MYT |  | admin | 32057 | 1175099654
Mamuju, Sulawesi Barat, Indonesia | Mamuju | Mamuju | -2.6806 | 118.8861 | Indonesia | ID | IDN | Sulawesi Barat | admin |  | 1360687242
Mamurras, Lezhë, Albania | Mamurras | Mamurras | 41.5775 | 19.6922 | Albania | AL | ALB | Lezhë |  | 8282 | 1008549519
Mamushë, Mamushë, Kosovo | Mamushë | Mamushe | 42.3167 | 20.7167 | Kosovo | XK | XKS | Mamushë | admin | 5507 | 1901042958
Man, Montagnes, Côte D’Ivoire | Man | Man | 7.4004 | -7.55 | Côte D’Ivoire | CI | CIV | Montagnes | admin | 146974 | 1384112524
Manacapuru, Amazonas, Brazil | Manacapuru | Manacapuru | -3.2997 | -60.6206 | Brazil | BR | BRA | Amazonas |  | 59102 | 1076484341
Manadhoo, Miladhunmadulu Dhekunuburi, Maldives | Manadhoo | Manadhoo | 5.7669 | 73.4136 | Maldives | MV | MDV | Miladhunmadulu Dhekunuburi | admin |  | 1462220750
Manado, Sulawesi Utara, Indonesia | Manado | Manado | 1.4931 | 124.8413 | Indonesia | ID | IDN | Sulawesi Utara | admin | 461636 | 1360771278
Manafwa, Manafwa, Uganda | Manafwa | Manafwa | 0.9784 | 34.3743 | Uganda | UG | UGA | Manafwa | admin |  | 1800257696
Managua, Managua, Nicaragua | Managua | Managua | 12.15 | -86.2667 | Nicaragua | NI | NIC | Managua | primary | 1028808 | 1558296252
Manalapan, New Jersey, United States | Manalapan | Manalapan | 40.28 | -74.3436 | United States | US | USA | New Jersey |  | 39853 | 1840081648
Manāli, Himāchal Pradesh, India | Manāli | Manali | 32.2044 | 77.17 | India | IN | IND | Himāchal Pradesh |  | 8096 | 1356961623
Manama, Al ‘Āşimah, Bahrain | Manama | Manama | 26.2167 | 50.5831 | Bahrain | BH | BHR | Al ‘Āşimah | primary | 157474 | 1048989486
Mananjary, Fianarantsoa, Madagascar | Mananjary | Mananjary | -21.2167 | 48.3333 | Madagascar | MG | MDG | Fianarantsoa |  | 27686 | 1450681595
Manasquan, New Jersey, United States | Manasquan | Manasquan | 40.1186 | -74.045 | United States | US | USA | New Jersey |  | 5806 | 1840003674
Manassas, Virginia, United States | Manassas | Manassas | 38.7479 | -77.4839 | United States | US | USA | Virginia |  | 41085 | 1840003839
Manassas Park, Virginia, United States | Manassas Park | Manassas Park | 38.7719 | -77.445 | United States | US | USA | Virginia |  | 17478 | 1840003838
Manatí, Puerto Rico, Puerto Rico | Manatí | Manati | 18.4283 | -66.4823 | Puerto Rico | PR | PRI | Puerto Rico |  | 12899 | 1630023562
Manatuto, Manatuto, Timor-Leste | Manatuto | Manatuto | -8.5167 | 126.0167 | Timor-Leste | TL | TLS | Manatuto | admin | 9022 | 1626115337
Manaus, Amazonas, Brazil | Manaus | Manaus | -3.1 | -60.0167 | Brazil | BR | BRA | Amazonas | admin | 1802014 | 1076607274
Manazuru, Kanagawa, Japan | Manazuru | Manazuru | 35.1583 | 139.1372 | Japan | JP | JPN | Kanagawa |  | 6843 | 1392192684
Manbij, Ḩalab, Syria | Manbij | Manbij | 36.5333 | 37.95 | Syria | SY | SYR | Ḩalab | minor | 78255 | 1760355581
Mancherāl, Telangana, India | Mancherāl | Mancheral | 18.8679 | 79.4639 | India | IN | IND | Telangana |  | 89935 | 1356990383
Manchester, Manchester, United Kingdom | Manchester | Manchester | 53.4794 | -2.2453 | United Kingdom | GB | GBR | Manchester |  | 2705000 | 1826246335
Manchester, New Hampshire, United States | Manchester | Manchester | 42.9848 | -71.4447 | United States | US | USA | New Hampshire |  | 162877 | 1840002983
Manchester, Connecticut, United States | Manchester | Manchester | 41.7753 | -72.5242 | United States | US | USA | Connecticut |  | 57955 | 1840035273
Manchester, New Jersey, United States | Manchester | Manchester | 39.9651 | -74.3738 | United States | US | USA | New Jersey |  | 43373 | 1840081608
Manchester, Missouri, United States | Manchester | Manchester | 38.583 | -90.5065 | United States | US | USA | Missouri |  | 18073 | 1840009739
Manchester, Tennessee, United States | Manchester | Manchester | 35.463 | -86.0774 | United States | US | USA | Tennessee |  | 12433 | 1840015409
Manchester, Virginia, United States | Manchester | Manchester | 37.4902 | -77.5396 | United States | US | USA | Virginia |  | 10807 | 1840024785
Manchester, New York, United States | Manchester | Manchester | 42.9921 | -77.1897 | United States | US | USA | New York |  | 9300 | 1840004410
Manchester, Washington, United States | Manchester | Manchester | 47.5519 | -122.5517 | United States | US | USA | Washington |  | 5471 | 1840017336
Manchester, Maryland, United States | Manchester | Manchester | 39.6584 | -76.8881 | United States | US | USA | Maryland |  | 5367 | 1840005702
Manchester-by-the-Sea, Massachusetts, United States | Manchester-by-the-Sea | Manchester-by-the-Sea | 42.5815 | -70.7682 | United States | US | USA | Massachusetts |  | 5370 | 1840053669
Mandalay, Mandalay, Burma | Mandalay | Mandalay | 21.9769 | 96.0869 | Burma | MM | MMR | Mandalay | admin | 1225546 | 1104468217
Mandalgovĭ, Dundgovĭ, Mongolia | Mandalgovĭ | Mandalgovi | 45.7667 | 106.2708 | Mongolia | MN | MNG | Dundgovĭ | admin | 2984 | 1496666560
Mandalī, Diyālá, Iraq | Mandalī | Mandali | 33.7436 | 45.5464 | Iraq | IQ | IRQ | Diyālá |  | 29785 | 1368763045
Mandaluyong City, Mandaluyong, Philippines | Mandaluyong City | Mandaluyong City | 14.5833 | 121.0333 | Philippines | PH | PHL | Mandaluyong | admin | 386276 | 1608166320
Mandamāri, Telangana, India | Mandamāri | Mandamari | 18.9822 | 79.4811 | India | IN | IND | Telangana |  | 52352 | 1356193430
Mandan, North Dakota, United States | Mandan | Mandan | 46.829 | -100.887 | United States | US | USA | North Dakota |  | 22752 | 1840000199
Mandapeta, Andhra Pradesh, India | Mandapeta | Mandapeta | 16.87 | 81.93 | India | IN | IND | Andhra Pradesh |  | 56063 | 1356648879
Mandaue City, Mandaue, Philippines | Mandaue City | Mandaue City | 10.3333 | 123.9333 | Philippines | PH | PHL | Mandaue | admin | 362654 | 1608794590
Mandelieu-la-Napoule, Provence-Alpes-Côte d’Azur, France | Mandelieu-la-Napoule | Mandelieu-la-Napoule | 43.5464 | 6.9381 | France | FR | FRA | Provence-Alpes-Côte d’Azur |  | 22452 | 1250852551
Mandera, Mandera, Kenya | Mandera | Mandera | 3.9167 | 41.8333 | Kenya | KE | KEN | Mandera | admin | 30433 | 1404192737
Mandeville, Manchester, Jamaica | Mandeville | Mandeville | 18.0417 | -77.5072 | Jamaica | JM | JAM | Manchester | admin | 48317 | 1388493847
Mandeville, Louisiana, United States | Mandeville | Mandeville | 30.3751 | -90.0904 | United States | US | USA | Louisiana |  | 95968 | 1840015909
Mandi Bahauddin, Punjab, Pakistan | Mandi Bahauddin | Mandi Bahauddin | 32.5861 | 73.4917 | Pakistan | PK | PAK | Punjab | minor | 157352 | 1586202018
Mandi Burewala, Punjab, Pakistan | Mandi Burewala | Mandi Burewala | 30.15 | 72.6833 | Pakistan | PK | PAK | Punjab |  | 203454 | 1586997587
Mandritsara, Mahajanga, Madagascar | Mandritsara | Mandritsara | -15.8328 | 48.8166 | Madagascar | MG | MDG | Mahajanga |  | 9705 | 1450981137
Mandsaur, Madhya Pradesh, India | Mandsaur | Mandsaur | 24.03 | 75.08 | India | IN | IND | Madhya Pradesh |  | 141667 | 1356467529
Mandurah, Western Australia, Australia | Mandurah | Mandurah | -32.5289 | 115.7231 | Australia | AU | AUS | Western Australia |  | 7837 | 1036773118
Manduri, São Paulo, Brazil | Manduri | Manduri | -23.0033 | -49.3219 | Brazil | BR | BRA | São Paulo |  | 9592 | 1076633866
Mandya, Karnātaka, India | Mandya | Mandya | 12.5242 | 76.8958 | India | IN | IND | Karnātaka |  | 137358 | 1356039212
Manfalūţ, Asyūţ, Egypt | Manfalūţ | Manfalut | 27.3128 | 30.9703 | Egypt | EG | EGY | Asyūţ |  | 82585 | 1818076217
Manga, Centre-Sud, Burkina Faso | Manga | Manga | 11.6667 | -1.0667 | Burkina Faso | BF | BFA | Centre-Sud | admin | 15173 | 1854485968
Mangai, Kwilu, Congo (Kinshasa) | Mangai | Mangai | -4.0396 | 19.53 | Congo (Kinshasa) | CD | COD | Kwilu |  | 37188 | 1180224936
Mangalagiri, Andhra Pradesh, India | Mangalagiri | Mangalagiri | 16.43 | 80.55 | India | IN | IND | Andhra Pradesh |  | 73613 | 1356861607
Mangalore, Karnātaka, India | Mangalore | Mangalore | 12.8703 | 74.8806 | India | IN | IND | Karnātaka |  | 623841 | 1356972351
Mangbwalu, Ituri, Congo (Kinshasa) | Mangbwalu | Mangbwalu | 1.9504 | 30.0333 | Congo (Kinshasa) | CD | COD | Ituri |  | 2819 | 1180299514
Mangghystaū, Mangghystaū, Kazakhstan | Mangghystaū | Mangghystau | 43.6905 | 51.1417 | Kazakhstan | KZ | KAZ | Mangghystaū |  | 147443 | 1398790140
Manghit, Qoraqalpog‘iston, Uzbekistan | Manghit | Manghit | 42.1236 | 60.0583 | Uzbekistan | UZ | UZB | Qoraqalpog‘iston |  | 22949 | 1860400027
Mango, Florida, United States | Mango | Mango | 27.9915 | -82.307 | United States | US | USA | Florida |  | 11228 | 1840014157
Mangochi, Mangochi, Malawi | Mangochi | Mangochi | -14.4781 | 35.2645 | Malawi | MW | MWI | Mangochi | admin | 51429 | 1454766726
Mangūr, Telangana, India | Mangūr | Mangur | 17.9373 | 80.8185 | India | IN | IND | Telangana |  | 32091 | 1356904043
Manhasset, New York, United States | Manhasset | Manhasset | 40.7884 | -73.6943 | United States | US | USA | New York |  | 8138 | 1840005273
Manhattan, New York, United States | Manhattan | Manhattan | 40.7834 | -73.9662 | United States | US | USA | New York |  | 1628706 | 1840034000
Manhattan, Kansas, United States | Manhattan | Manhattan | 39.1886 | -96.6046 | United States | US | USA | Kansas |  | 57046 | 1840001589
Manhattan, Illinois, United States | Manhattan | Manhattan | 41.4274 | -87.9805 | United States | US | USA | Illinois |  | 8240 | 1840011490
Manhattan Beach, California, United States | Manhattan Beach | Manhattan Beach | 33.8895 | -118.3972 | United States | US | USA | California |  | 35183 | 1840020496
Manhiça, Maputo, Mozambique | Manhiça | Manhica | -25.4 | 32.8 | Mozambique | MZ | MOZ | Maputo |  | 60031 | 1508278730
Manica, Manica, Mozambique | Manica | Manica | -18.9344 | 32.8756 | Mozambique | MZ | MOZ | Manica |  | 4000 | 1508848017
Manicoré, Amazonas, Brazil | Manicoré | Manicore | -5.8122 | -61.2975 | Brazil | BR | BRA | Amazonas |  | 21549 | 1076657983
Manila, Manila, Philippines | Manila | Manila | 14.5958 | 120.9772 | Philippines | PH | PHL | Manila | primary | 23088000 | 1608618140
Manily, Kamchatskiy Kray, Russia | Manily | Manily | 62.55 | 165.3 | Russia | RU | RUS | Kamchatskiy Kray |  | 10 | 1643235167
Manisa, Manisa, Turkey | Manisa | Manisa | 38.6131 | 27.4258 | Turkey | TR | TUR | Manisa | admin | 243971 | 1792804328
Manistee, Michigan, United States | Manistee | Manistee | 44.244 | -86.3242 | United States | US | USA | Michigan |  | 9433 | 1840002511
Manitou Springs, Colorado, United States | Manitou Springs | Manitou Springs | 38.8576 | -104.9128 | United States | US | USA | Colorado |  | 5390 | 1840020237
Manitowoc, Wisconsin, United States | Manitowoc | Manitowoc | 44.0991 | -87.6811 | United States | US | USA | Wisconsin |  | 44770 | 1840002213
Manizales, Caldas, Colombia | Manizales | Manizales | 5.06 | -75.52 | Colombia | CO | COL | Caldas | admin | 375848 | 1170930654
Manja, Toliara, Madagascar | Manja | Manja | -21.4329 | 44.3333 | Madagascar | MG | MDG | Toliara |  | 1536 | 1450949899
Manjimup, Western Australia, Australia | Manjimup | Manjimup | -34.2411 | 116.1464 | Australia | AU | AUS | Western Australia |  | 4349 | 1036022434
Mankato, Minnesota, United States | Mankato | Mankato | 44.1712 | -93.9773 | United States | US | USA | Minnesota |  | 62889 | 1840008975
Manlius, New York, United States | Manlius | Manlius | 43.049 | -75.9793 | United States | US | USA | New York |  | 32002 | 1840004323
Männedorf, Zürich, Switzerland | Männedorf | Mannedorf | 47.2553 | 8.6917 | Switzerland | CH | CHE | Zürich |  | 10957 | 1756961965
Mannheim, Baden-Württemberg, Germany | Mannheim | Mannheim | 49.4878 | 8.4661 | Germany | DE | DEU | Baden-Württemberg | minor | 309370 | 1276150104
Manokwari, Papua Barat, Indonesia | Manokwari | Manokwari | -0.8711 | 134.0693 | Indonesia | ID | IDN | Papua Barat | admin | 74504 | 1360451991
Manono, Tanganyika, Congo (Kinshasa) | Manono | Manono | -7.2947 | 27.4545 | Congo (Kinshasa) | CD | COD | Tanganyika |  | 46111 | 1180968800
Manor, Texas, United States | Manor | Manor | 30.3562 | -97.5228 | United States | US | USA | Texas |  | 14642 | 1840020890
Manor Township, Pennsylvania, United States | Manor Township | Manor Township | 39.9849 | -76.4216 | United States | US | USA | Pennsylvania |  | 20687 | 1840147751
Manorhaven, New York, United States | Manorhaven | Manorhaven | 40.8399 | -73.7127 | United States | US | USA | New York |  | 6627 | 1840005306
Manorville, New York, United States | Manorville | Manorville | 40.8575 | -72.7915 | United States | US | USA | New York |  | 14405 | 1840005088
Manosque, Provence-Alpes-Côte d’Azur, France | Manosque | Manosque | 43.8342 | 5.7839 | France | FR | FRA | Provence-Alpes-Côte d’Azur |  | 22333 | 1250372631
Manouba, Manouba, Tunisia | Manouba | Manouba | 36.8101 | 10.0956 | Tunisia | TN | TUN | Manouba | admin |  | 1788608864
Manp’o, Chagang, Korea, North | Manp’o | Manp'o | 41.157 | 126.29 | Korea, North | KP | PRK | Chagang |  | 116760 | 1408334845
Mansa, Luapula, Zambia | Mansa | Mansa | -11.1822 | 28.8833 | Zambia | ZM | ZMB | Luapula | admin | 129185 | 1894038366
Mansa Konko, Lower River, Gambia, The | Mansa Konko | Mansa Konko | 13.3773 | -15.6786 | Gambia, The | GM | GMB | Lower River | admin | 18672 | 1270071162
Mansehra, Khyber Pakhtunkhwa, Pakistan | Mansehra | Mansehra | 34.3333 | 73.2 | Pakistan | PK | PAK | Khyber Pakhtunkhwa | minor | 69085 | 1586902336
Mansfeld, Saxony-Anhalt, Germany | Mansfeld | Mansfeld | 51.5942 | 11.4547 | Germany | DE | DEU | Saxony-Anhalt |  | 8765 | 1276609161
Mansfield, Nottinghamshire, United Kingdom | Mansfield | Mansfield | 53.15 | -1.2 | United Kingdom | GB | GBR | Nottinghamshire |  | 106556 | 1826359576
Mansfield, Ohio, United States | Mansfield | Mansfield | 40.7656 | -82.5275 | United States | US | USA | Ohio |  | 73326 | 1840000960
Mansfield, Texas, United States | Mansfield | Mansfield | 32.569 | -97.1211 | United States | US | USA | Texas |  | 72419 | 1840020702
Mansfield, Connecticut, United States | Mansfield | Mansfield | 41.7892 | -72.2287 | United States | US | USA | Connecticut |  | 25977 | 1840045040
Mansfield, Massachusetts, United States | Mansfield | Mansfield | 42.0163 | -71.2187 | United States | US | USA | Massachusetts |  | 23761 | 1840070235
Mansfield, New Jersey, United States | Mansfield | Mansfield | 40.0854 | -74.7149 | United States | US | USA | New Jersey |  | 8538 | 1840081639
Mansfield, Louisiana, United States | Mansfield | Mansfield | 32.0355 | -93.7004 | United States | US | USA | Louisiana |  | 5604 | 1840015821
Mansfield Center, Massachusetts, United States | Mansfield Center | Mansfield Center | 42.0225 | -71.218 | United States | US | USA | Massachusetts |  | 7892 | 1840073506
Mansôa, Oio, Guinea-Bissau | Mansôa | Mansoa | 12.0667 | -15.3167 | Guinea-Bissau | GW | GNB | Oio |  | 7376 | 1624108919
Manta, Manabí, Ecuador | Manta | Manta | -0.95 | -80.7162 | Ecuador | EC | ECU | Manabí |  | 217553 | 1218160109
Manteca, California, United States | Manteca | Manteca | 37.7927 | -121.2264 | United States | US | USA | California |  | 103420 | 1840020265
Manteno, Illinois, United States | Manteno | Manteno | 41.2471 | -87.8457 | United States | US | USA | Illinois |  | 9002 | 1840011703
Manteo, North Carolina, United States | Manteo | Manteo | 35.9013 | -75.661 | United States | US | USA | North Carolina |  | 5482 | 1840016156
Mantes-la-Jolie, Île-de-France, France | Mantes-la-Jolie | Mantes-la-Jolie | 48.9908 | 1.7172 | France | FR | FRA | Île-de-France | minor | 44299 | 1250666731
Mantes-la-Ville, Île-de-France, France | Mantes-la-Ville | Mantes-la-Ville | 48.975 | 1.7117 | France | FR | FRA | Île-de-France |  | 20452 | 1250672481
Mantua, New Jersey, United States | Mantua | Mantua | 39.7618 | -75.1686 | United States | US | USA | New Jersey |  | 14992 | 1840081677
Mantua, Virginia, United States | Mantua | Mantua | 38.8526 | -77.2571 | United States | US | USA | Virginia |  | 7520 | 1840006036
Manturovo, Kostromskaya Oblast’, Russia | Manturovo | Manturovo | 58.3333 | 44.7667 | Russia | RU | RUS | Kostromskaya Oblast’ |  | 15452 | 1643951602
Manuel Tames, Guantánamo, Cuba | Manuel Tames | Manuel Tames | 20.1803 | -75.0514 | Cuba | CU | CUB | Guantánamo |  | 21237 | 1192473479
Manukau City, Auckland, New Zealand | Manukau City | Manukau City | -36.9833 | 174.8833 | New Zealand | NZ | NZL | Auckland |  | 375600 | 1554797148
Manvel, Texas, United States | Manvel | Manvel | 29.4793 | -95.3659 | United States | US | USA | Texas |  | 12671 | 1840020977
Manville, New Jersey, United States | Manville | Manville | 40.5421 | -74.5892 | United States | US | USA | New Jersey |  | 10121 | 1840003610
Manyoni, Singida, Tanzania | Manyoni | Manyoni | -5.7796 | 34.9 | Tanzania | TZ | TZA | Singida |  | 310 | 1834963293
Manzanillo, Colima, Mexico | Manzanillo | Manzanillo | 19.0522 | -104.3158 | Mexico | MX | MEX | Colima | minor | 184541 | 1484223913
Manzanillo, Granma, Cuba | Manzanillo | Manzanillo | 20.3397 | -77.1086 | Cuba | CU | CUB | Granma | minor | 150999 | 1192805452
Manz̧arīyeh, Eşfahān, Iran | Manz̧arīyeh | Manzariyeh | 31.9458 | 51.8719 | Iran | IR | IRN | Eşfahān |  | 5617 | 1364699308
Manzhouli, Inner Mongolia, China | Manzhouli | Manzhouli | 49.5881 | 117.4525 | China | CN | CHN | Inner Mongolia |  | 249472 | 1156354568
Manzini, Manzini, Swaziland | Manzini | Manzini | -26.4833 | 31.3667 | Swaziland | SZ | SWZ | Manzini | admin | 110508 | 1748177431
Mao, Cibao Noroeste, Dominican Republic | Mao | Mao | 19.552 | -71.075 | Dominican Republic | DO | DOM | Cibao Noroeste | admin | 48297 | 1214217168
Mao, Kanem, Chad | Mao | Mao | 14.1194 | 15.3133 | Chad | TD | TCD | Kanem | admin | 19004 | 1148740154
Maoming, Guangdong, China | Maoming | Maoming | 21.6618 | 110.9178 | China | CN | CHN | Guangdong | minor | 6706000 | 1156568722
Mapai, Gaza, Mozambique | Mapai | Mapai | -22.7306 | 32.0583 | Mozambique | MZ | MOZ | Gaza |  | 19932 | 1508081096
Mapimí, Durango, Mexico | Mapimí | Mapimi | 25.8331 | -103.8478 | Mexico | MX | MEX | Durango | minor | 5623 | 1484156937
Mapire, Anzoátegui, Venezuela | Mapire | Mapire | 7.7411 | -64.7107 | Venezuela | VE | VEN | Anzoátegui | minor | 5326 | 1862784124
Mapiri, La Paz, Bolivia | Mapiri | Mapiri | -15.3097 | -68.2161 | Bolivia | BO | BOL | La Paz |  | 16520 | 1068025834
Maple Glen, Pennsylvania, United States | Maple Glen | Maple Glen | 40.1778 | -75.1793 | United States | US | USA | Pennsylvania |  | 6614 | 1840035082
Maple Grove, Minnesota, United States | Maple Grove | Maple Grove | 45.1089 | -93.4626 | United States | US | USA | Minnesota |  | 72622 | 1840008923
Maple Heights, Ohio, United States | Maple Heights | Maple Heights | 41.4094 | -81.5625 | United States | US | USA | Ohio |  | 22078 | 1840000611
Maple Ridge, British Columbia, Canada | Maple Ridge | Maple Ridge | 49.2167 | -122.6 | Canada | CA | CAN | British Columbia |  | 82256 | 1124001699
Maple Shade, New Jersey, United States | Maple Shade | Maple Shade | 39.952 | -74.995 | United States | US | USA | New Jersey |  | 18729 | 1840081625
Maple Valley, Washington, United States | Maple Valley | Maple Valley | 47.3659 | -122.0368 | United States | US | USA | Washington |  | 27202 | 1840019828
Mapleton, Utah, United States | Mapleton | Mapleton | 40.1188 | -111.5742 | United States | US | USA | Utah |  | 10731 | 1840020170
Mapleton, Ontario, Canada | Mapleton | Mapleton | 43.7358 | -80.6681 | Canada | CA | CAN | Ontario |  | 10527 | 1124000835
Maplewood, New Jersey, United States | Maplewood | Maplewood | 40.733 | -74.2711 | United States | US | USA | New Jersey |  | 24596 | 1840081750
Maplewood, Missouri, United States | Maplewood | Maplewood | 38.6121 | -90.324 | United States | US | USA | Missouri |  | 8092 | 1840009740
Maplewood, Minnesota, United States | Maplewood | Maplewood | 44.9842 | -93.0247 | United States | US | USA | Minnesota |  | 40885 | 1840008937
Maplewood, Washington, United States | Maplewood | Maplewood | 47.3716 | -122.5689 | United States | US | USA | Washington |  | 5163 | 1840037569
Maputo, Maputo, Mozambique | Maputo | Maputo | -25.9153 | 32.5764 | Mozambique | MZ | MOZ | Maputo | primary | 1191613 | 1508074843
Maputsoe, Leribe, Lesotho | Maputsoe | Maputsoe | -28.8833 | 27.9 | Lesotho | LS | LSO | Leribe |  | 32117 | 1426999579
Maqat, Atyraū, Kazakhstan | Maqat | Maqat | 47.65 | 53.3167 | Kazakhstan | KZ | KAZ | Atyraū |  | 14756 | 1398887034
Maquoketa, Iowa, United States | Maquoketa | Maquoketa | 42.0598 | -90.6651 | United States | US | USA | Iowa |  | 6007 | 1840009137
Mar de Ajó, Buenos Aires, Argentina | Mar de Ajó | Mar de Ajo | -36.7162 | -56.6766 | Argentina | AR | ARG | Buenos Aires |  | 13610 | 1032066406
Mar del Plata, Buenos Aires, Argentina | Mar del Plata | Mar del Plata | -38 | -57.55 | Argentina | AR | ARG | Buenos Aires | minor | 593337 | 1032456103
Mar’’ina Horka, Minskaya Voblasts’, Belarus | Mar’’ina Horka | Mar''ina Horka | 53.5167 | 28.1417 | Belarus | BY | BLR | Minskaya Voblasts’ |  | 20800 | 1112958819
Marabá, Pará, Brazil | Marabá | Maraba | -5.3689 | -49.1178 | Brazil | BR | BRA | Pará |  | 266932 | 1076974144
Marabá Paulista, São Paulo, Brazil | Marabá Paulista | Maraba Paulista | -22.1081 | -51.9625 | Brazil | BR | BRA | São Paulo |  | 5435 | 1076619249
Maracaí, São Paulo, Brazil | Maracaí | Maracai | -22.6106 | -50.6672 | Brazil | BR | BRA | São Paulo |  | 13913 | 1076001252
Maracaibo, Zulia, Venezuela | Maracaibo | Maracaibo | 10.6333 | -71.6333 | Venezuela | VE | VEN | Zulia | admin | 1551539 | 1862072711
Maracaju, Mato Grosso do Sul, Brazil | Maracaju | Maracaju | -21.61 | -55.18 | Brazil | BR | BRA | Mato Grosso do Sul |  | 22690 | 1076548335
Maracay, Aragua, Venezuela | Maracay | Maracay | 10.2469 | -67.5958 | Venezuela | VE | VEN | Aragua | admin | 407109 | 1862284350
Maracha, Maracha, Uganda | Maracha | Maracha | 3.2704 | 30.9553 | Uganda | UG | UGA | Maracha | admin |  | 1800799569
Marādah, Al Wāḩāt, Libya | Marādah | Maradah | 29.2337 | 19.2166 | Libya | LY | LBY | Al Wāḩāt |  | 2500 | 1434000794
Maradi, Maradi, Niger | Maradi | Maradi | 13.5 | 7.1 | Niger | NE | NER | Maradi | admin | 267249 | 1562200314
Marāgheh, Āz̄arbāyjān-e Sharqī, Iran | Marāgheh | Maragheh | 37.3833 | 46.2667 | Iran | IR | IRN | Āz̄arbāyjān-e Sharqī | minor | 175255 | 1364532780
Maralal, Samburu, Kenya | Maralal | Maralal | 1.1 | 36.7 | Kenya | KE | KEN | Samburu | admin | 20841 | 1404895664
Marana, Arizona, United States | Marana | Marana | 32.4355 | -111.1558 | United States | US | USA | Arizona |  | 49030 | 1840023057
Marand, Āz̄arbāyjān-e Sharqī, Iran | Marand | Marand | 38.4167 | 45.7667 | Iran | IR | IRN | Āz̄arbāyjān-e Sharqī | minor | 130825 | 1364567639
Mărăşeşti, Vrancea, Romania | Mărăşeşti | Marasesti | 45.88 | 27.23 | Romania | RO | ROU | Vrancea |  | 10671 | 1642459723
Marathon, Florida, United States | Marathon | Marathon | 24.7262 | -81.0376 | United States | US | USA | Florida |  | 9271 | 1840016010
Marathónas, Attikí, Greece | Marathónas | Marathonas | 38.155 | 23.9636 | Greece | GR | GRC | Attikí | minor | 7170 | 1300766363
Marawī, Northern, Sudan | Marawī | Marawi | 18.4833 | 31.8167 | Sudan | SD | SDN | Northern |  | 10234 | 1729782394
Marawi City, Lanao del Sur, Philippines | Marawi City | Marawi City | 8 | 124.3 | Philippines | PH | PHL | Lanao del Sur | admin | 201785 | 1608812117
Marbach am Neckar, Baden-Württemberg, Germany | Marbach am Neckar | Marbach am Neckar | 48.9406 | 9.2575 | Germany | DE | DEU | Baden-Württemberg |  | 16008 | 1276176133
Marbella, Andalusia, Spain | Marbella | Marbella | 36.5114 | -4.8834 | Spain | ES | ESP | Andalusia |  | 143386 | 1724685705
Marble Falls, Texas, United States | Marble Falls | Marble Falls | 30.5649 | -98.2768 | United States | US | USA | Texas |  | 7099 | 1840020870
Marblehead, Massachusetts, United States | Marblehead | Marblehead | 42.4991 | -70.8638 | United States | US | USA | Massachusetts |  | 20488 | 1840053532
Marbletown, New York, United States | Marbletown | Marbletown | 41.8699 | -74.1628 | United States | US | USA | New York |  | 5509 | 1840058285
Marburg, Hesse, Germany | Marburg | Marburg | 50.8167 | 8.7667 | Germany | DE | DEU | Hesse | minor | 76851 | 1276012023
Marcali, Somogy, Hungary | Marcali | Marcali | 46.5831 | 17.4064 | Hungary | HU | HUN | Somogy | minor | 11169 | 1348924700
Marcellus, New York, United States | Marcellus | Marcellus | 42.9539 | -76.3255 | United States | US | USA | New York |  | 6117 | 1840004324
March, Cambridgeshire, United Kingdom | March | March | 52.551 | 0.088 | United Kingdom | GB | GBR | Cambridgeshire |  | 22298 | 1826775634
Marchtrenk, Oberösterreich, Austria | Marchtrenk | Marchtrenk | 48.1917 | 14.1106 | Austria | AT | AUT | Oberösterreich |  | 13603 | 1040791234
Marchwood, Hampshire, United Kingdom | Marchwood | Marchwood | 50.89 | -1.454 | United Kingdom | GB | GBR | Hampshire |  | 5586 | 1826445296
Marco de Canavezes, Porto, Portugal | Marco de Canavezes | Marco de Canavezes | 41.1833 | -8.15 | Portugal | PT | PRT | Porto | minor | 53450 | 1620534118
Marco Island, Florida, United States | Marco Island | Marco Island | 25.933 | -81.6993 | United States | US | USA | Florida |  | 17947 | 1840036141
Marcos Juárez, Córdoba, Argentina | Marcos Juárez | Marcos Juarez | -32.7 | -62.1 | Argentina | AR | ARG | Córdoba | minor | 27004 | 1032677394
Marcq-en-Baroeul, Hauts-de-France, France | Marcq-en-Baroeul | Marcq-en-Baroeul | 50.6711 | 3.0972 | France | FR | FRA | Hauts-de-France |  | 38617 | 1250045997
Marcy, New York, United States | Marcy | Marcy | 43.1732 | -75.2662 | United States | US | USA | New York |  | 9424 | 1840058287
Mardan, Khyber Pakhtunkhwa, Pakistan | Mardan | Mardan | 34.1958 | 72.0447 | Pakistan | PK | PAK | Khyber Pakhtunkhwa | minor | 300424 | 1586001546
Mardin, Mardin, Turkey | Mardin | Mardin | 37.3167 | 40.7378 | Turkey | TR | TUR | Mardin | admin | 86948 | 1792546179
Mareeba, Queensland, Australia | Mareeba | Mareeba | -16.9833 | 145.4167 | Australia | AU | AUS | Queensland |  | 11079 | 1036797275
Marengo, Illinois, United States | Marengo | Marengo | 42.2312 | -88.6153 | United States | US | USA | Illinois |  | 7517 | 1840008084
Marg‘ilon, Farg‘ona, Uzbekistan | Marg‘ilon | Marg`ilon | 40.4667 | 71.7167 | Uzbekistan | UZ | UZB | Farg‘ona |  | 215400 | 1860419224
Margaret, Alabama, United States | Margaret | Margaret | 33.6735 | -86.468 | United States | US | USA | Alabama |  | 5137 | 1840016772
Margaret River, Western Australia, Australia | Margaret River | Margaret River | -33.955 | 115.075 | Australia | AU | AUS | Western Australia |  | 6392 | 1036193817
Margate, Florida, United States | Margate | Margate | 26.2466 | -80.2119 | United States | US | USA | Florida |  | 58796 | 1840015999
Margate, Kent, United Kingdom | Margate | Margate | 51.385 | 1.3838 | United Kingdom | GB | GBR | Kent |  | 61223 | 1826808237
Margate City, New Jersey, United States | Margate City | Margate City | 39.3307 | -74.5071 | United States | US | USA | New Jersey |  | 5865 | 1840003793
Marhanets’, Dnipropetrovs’ka Oblast’, Ukraine | Marhanets’ | Marhanets' | 47.648 | 34.6167 | Ukraine | UA | UKR | Dnipropetrovs’ka Oblast’ | minor | 47141 | 1804303283
Marianna, Florida, United States | Marianna | Marianna | 30.7943 | -85.226 | United States | US | USA | Florida |  | 5787 | 1840015897
Mariánské Lázně, Karlovarský Kraj, Czechia | Mariánské Lázně | Marianske Lazne | 49.9647 | 12.7012 | Czechia | CZ | CZE | Karlovarský Kraj |  | 12795 | 1203682983
Maribor, Maribor, Slovenia | Maribor | Maribor | 46.55 | 15.6333 | Slovenia | SI | SVN | Maribor | admin | 112325 | 1705454394
Maricopa, Arizona, United States | Maricopa | Maricopa | 33.0404 | -112.0006 | United States | US | USA | Arizona |  | 50752 | 1840020629
Maridi, Western Equatoria, South Sudan | Maridi | Maridi | 4.9151 | 29.4769 | South Sudan | SS | SSD | Western Equatoria |  | 14224 | 1728685965
Mariehamn, Åland, Finland | Mariehamn | Mariehamn | 60.0986 | 19.9444 | Finland | FI | FIN | Åland | admin | 11461 | 1246614476
Mariel, Artemisa, Cuba | Mariel | Mariel | 22.9936 | -82.7539 | Cuba | CU | CUB | Artemisa | minor | 42500 | 1192227631
Marienberg, Saxony, Germany | Marienberg | Marienberg | 50.6508 | 13.1647 | Germany | DE | DEU | Saxony |  | 17097 | 1276662047
Mariental, Hardap, Namibia | Mariental | Mariental | -24.6333 | 17.9667 | Namibia | NA | NAM | Hardap | admin | 12478 | 1516582394
Mariestad, Västra Götaland, Sweden | Mariestad | Mariestad | 58.705 | 13.828 | Sweden | SE | SWE | Västra Götaland | minor | 14891 | 1752879298
Marietta, Georgia, United States | Marietta | Marietta | 33.9533 | -84.5422 | United States | US | USA | Georgia |  | 60867 | 1840015633
Marietta, Ohio, United States | Marietta | Marietta | 39.4241 | -81.4465 | United States | US | USA | Ohio |  | 21267 | 1840001545
Marieville, Quebec, Canada | Marieville | Marieville | 45.4333 | -73.1667 | Canada | CA | CAN | Quebec |  | 10094 | 1124834229
Marignane, Provence-Alpes-Côte d’Azur, France | Marignane | Marignane | 43.416 | 5.2145 | France | FR | FRA | Provence-Alpes-Côte d’Azur |  | 32920 | 1250764669
Mariinsk, Kemerovskaya Oblast’, Russia | Mariinsk | Mariinsk | 56.2167 | 87.75 | Russia | RU | RUS | Kemerovskaya Oblast’ |  | 38637 | 1643015007
Mariinskiy Posad, Chuvashiya, Russia | Mariinskiy Posad | Mariinskiy Posad | 56.1167 | 47.7167 | Russia | RU | RUS | Chuvashiya |  | 8755 | 1643337574
Marijampolė, Marijampolė, Lithuania | Marijampolė | Marijampole | 54.5567 | 23.3544 | Lithuania | LT | LTU | Marijampolė | admin | 36602 | 1440180524
Marikina City, Marikina, Philippines | Marikina City | Marikina City | 14.65 | 121.1 | Philippines | PH | PHL | Marikina | admin | 450741 | 1608000077
Marília, São Paulo, Brazil | Marília | Marilia | -22.2139 | -49.9458 | Brazil | BR | BRA | São Paulo |  | 232006 | 1076042151
Marilla, New York, United States | Marilla | Marilla | 42.8251 | -78.5322 | United States | US | USA | New York |  | 5373 | 1840058288
Marina, California, United States | Marina | Marina | 36.6812 | -121.7895 | United States | US | USA | California |  | 22781 | 1840020357
Marina del Rey, California, United States | Marina del Rey | Marina del Rey | 33.9765 | -118.4486 | United States | US | USA | California |  | 9771 | 1840017920
Marinette, Wisconsin, United States | Marinette | Marinette | 45.087 | -87.6328 | United States | US | USA | Wisconsin |  | 18671 | 1840003930
Maringá, Paraná, Brazil | Maringá | Maringa | -23.4095 | -51.93 | Brazil | BR | BRA | Paraná |  | 328335 | 1076013378
Marinha Grande, Leiria, Portugal | Marinha Grande | Marinha Grande | 39.75 | -8.9333 | Portugal | PT | PRT | Leiria | minor | 38681 | 1620186271
Marion, Ohio, United States | Marion | Marion | 40.5933 | -83.1237 | United States | US | USA | Ohio |  | 45181 | 1840008332
Marion, Indiana, United States | Marion | Marion | 40.5496 | -85.66 | United States | US | USA | Indiana |  | 40588 | 1840013868
Marion, Iowa, United States | Marion | Marion | 42.045 | -91.5846 | United States | US | USA | Iowa |  | 40359 | 1840008099
Marion, Illinois, United States | Marion | Marion | 37.7173 | -88.9279 | United States | US | USA | Illinois |  | 17520 | 1840008712
Marion, North Carolina, United States | Marion | Marion | 35.6774 | -82.0013 | United States | US | USA | North Carolina |  | 13454 | 1840015372
Marion, Arkansas, United States | Marion | Marion | 35.2041 | -90.2061 | United States | US | USA | Arkansas |  | 12310 | 1840015445
Marion, Virginia, United States | Marion | Marion | 36.8389 | -81.5135 | United States | US | USA | Virginia |  | 7414 | 1840006515
Marion, South Carolina, United States | Marion | Marion | 34.1787 | -79.3966 | United States | US | USA | South Carolina |  | 6804 | 1840015595
Marion, Massachusetts, United States | Marion | Marion | 41.7091 | -70.7635 | United States | US | USA | Massachusetts |  | 5100 | 1840070287
Mariscal José Félix Estigarribia, Boquerón, Paraguay | Mariscal José Félix Estigarribia | Mariscal Jose Felix Estigarribia | -22.03 | -60.61 | Paraguay | PY | PRY | Boquerón |  | 2500 | 1600781023
Mariupol, Donets’ka Oblast’, Ukraine | Mariupol | Mariupol | 47.1306 | 37.5639 | Ukraine | UA | UKR | Donets’ka Oblast’ |  | 449498 | 1804630021
Marīvān, Kordestān, Iran | Marīvān | Marivan | 35.5269 | 46.1761 | Iran | IR | IRN | Kordestān | minor | 136654 | 1364680490
Marka, Shabeellaha Hoose, Somalia | Marka | Marka | 1.7156 | 44.7703 | Somalia | SO | SOM | Shabeellaha Hoose | admin | 1958 | 1706165964
Markala, Ségou, Mali | Markala | Markala | 13.6704 | -6.07 | Mali | ML | MLI | Ségou |  | 53738 | 1466526342
Mārkāpur, Andhra Pradesh, India | Mārkāpur | Markapur | 15.735 | 79.27 | India | IN | IND | Andhra Pradesh |  | 71092 | 1356101278
Markdorf, Baden-Württemberg, Germany | Markdorf | Markdorf | 47.7208 | 9.3917 | Germany | DE | DEU | Baden-Württemberg |  | 14031 | 1276086137
Market Deeping, Lincolnshire, United Kingdom | Market Deeping | Market Deeping | 52.6776 | -0.3173 | United Kingdom | GB | GBR | Lincolnshire |  | 6008 | 1826725246
Market Drayton, Staffordshire, United Kingdom | Market Drayton | Market Drayton | 52.9044 | -2.4848 | United Kingdom | GB | GBR | Staffordshire |  | 11773 | 1826166610
Market Harborough, Leicestershire, United Kingdom | Market Harborough | Market Harborough | 52.4775 | -0.9206 | United Kingdom | GB | GBR | Leicestershire |  | 22911 | 1826292544
Market Weighton, East Riding of Yorkshire, United Kingdom | Market Weighton | Market Weighton | 53.8642 | -0.6624 | United Kingdom | GB | GBR | East Riding of Yorkshire |  | 6429 | 1826471742
Markfield, Leicestershire, United Kingdom | Markfield | Markfield | 52.6878 | -1.2775 | United Kingdom | GB | GBR | Leicestershire |  | 5681 | 1826251524
Markgröningen, Baden-Württemberg, Germany | Markgröningen | Markgroningen | 48.9047 | 9.0808 | Germany | DE | DEU | Baden-Württemberg |  | 14785 | 1276236194
Markham, Ontario, Canada | Markham | Markham | 43.8767 | -79.2633 | Canada | CA | CAN | Ontario |  | 328966 | 1124272698
Markham, Illinois, United States | Markham | Markham | 41.6 | -87.6905 | United States | US | USA | Illinois |  | 12314 | 1840008130
Markkleeberg, Saxony, Germany | Markkleeberg | Markkleeberg | 51.2778 | 12.3833 | Germany | DE | DEU | Saxony |  | 24679 | 1276805845
Markneukirchen, Saxony, Germany | Markneukirchen | Markneukirchen | 50.3167 | 12.3167 | Germany | DE | DEU | Saxony |  | 7583 | 1276538158
Markovci, Markovci, Slovenia | Markovci | Markovci | 46.3833 | 15.95 | Slovenia | SI | SVN | Markovci | admin |  | 1705493301
Markranstädt, Saxony, Germany | Markranstädt | Markranstadt | 51.3017 | 12.2211 | Germany | DE | DEU | Saxony |  | 15619 | 1276832529
Marks, Saratovskaya Oblast’, Russia | Marks | Marks | 51.7 | 46.75 | Russia | RU | RUS | Saratovskaya Oblast’ |  | 31488 | 1643304163
Marksville, Louisiana, United States | Marksville | Marksville | 31.1247 | -92.0652 | United States | US | USA | Louisiana |  | 7036 | 1840015878
Marktheidenfeld, Bavaria, Germany | Marktheidenfeld | Marktheidenfeld | 49.85 | 9.6 | Germany | DE | DEU | Bavaria |  | 11194 | 1276902218
Marktoberdorf, Bavaria, Germany | Marktoberdorf | Marktoberdorf | 47.7667 | 10.6167 | Germany | DE | DEU | Bavaria | minor | 18539 | 1276720955
Marktredwitz, Bavaria, Germany | Marktredwitz | Marktredwitz | 50 | 12.0667 | Germany | DE | DEU | Bavaria |  | 17217 | 1276442185
Marl, North Rhine-Westphalia, Germany | Marl | Marl | 51.6667 | 7.1167 | Germany | DE | DEU | North Rhine-Westphalia |  | 83941 | 1276451667
Marlboro, New Jersey, United States | Marlboro | Marlboro | 40.3427 | -74.2567 | United States | US | USA | New Jersey |  | 40133 | 1840081649
Marlboro Village, Maryland, United States | Marlboro Village | Marlboro Village | 38.8307 | -76.7699 | United States | US | USA | Maryland |  | 9803 | 1840039492
Marlborough, Wiltshire, United Kingdom | Marlborough | Marlborough | 51.42 | -1.73 | United Kingdom | GB | GBR | Wiltshire |  | 8395 | 1826128620
Marlborough, Massachusetts, United States | Marlborough | Marlborough | 42.3494 | -71.5468 | United States | US | USA | Massachusetts |  | 39597 | 1840000427
Marlborough, New York, United States | Marlborough | Marlborough | 41.6338 | -73.9903 | United States | US | USA | New York |  | 8686 | 1840087655
Marlborough, Connecticut, United States | Marlborough | Marlborough | 41.6331 | -72.4547 | United States | US | USA | Connecticut |  | 6394 | 1840035317
Marlin, Texas, United States | Marlin | Marlin | 31.3085 | -96.8934 | United States | US | USA | Texas |  | 5454 | 1840020844
Marlow, Buckinghamshire, United Kingdom | Marlow | Marlow | 51.57 | -0.78 | United Kingdom | GB | GBR | Buckinghamshire |  | 14004 | 1826308165
Marlow Heights, Maryland, United States | Marlow Heights | Marlow Heights | 38.8237 | -76.9485 | United States | US | USA | Maryland |  | 5869 | 1840005961
Marlton, New Jersey, United States | Marlton | Marlton | 39.9016 | -74.9297 | United States | US | USA | New Jersey |  | 9990 | 1840005522
Marlton, Maryland, United States | Marlton | Marlton | 38.762 | -76.7857 | United States | US | USA | Maryland |  | 9216 | 1840005962
Marmara Ereğlisi, Tekirdağ, Turkey | Marmara Ereğlisi | Marmara Ereglisi | 40.9697 | 27.9553 | Turkey | TR | TUR | Tekirdağ | minor | 25873 | 1792522233
Marmaris, Muğla, Turkey | Marmaris | Marmaris | 36.8564 | 28.2711 | Turkey | TR | TUR | Muğla | minor | 94247 | 1792982553
Marne, Schleswig-Holstein, Germany | Marne | Marne | 53.95 | 9 | Germany | DE | DEU | Schleswig-Holstein |  | 5858 | 1276479909
Marneuli, Kvemo Kartli, Georgia | Marneuli | Marneuli | 41.4969 | 44.8108 | Georgia | GE | GEO | Kvemo Kartli | minor | 20211 | 1268246632
Maroantsetra, Toamasina, Madagascar | Maroantsetra | Maroantsetra | -15.4333 | 49.7333 | Madagascar | MG | MDG | Toamasina |  | 38046 | 1450485257
Marondera, Mashonaland East, Zimbabwe | Marondera | Marondera | -18.1833 | 31.55 | Zimbabwe | ZW | ZWE | Mashonaland East | admin | 52283 | 1716375676
Maroua, Extrême-Nord, Cameroon | Maroua | Maroua | 10.5823 | 14.3275 | Cameroon | CM | CMR | Extrême-Nord | admin | 319941 | 1120956931
Marovoay, Mahajanga, Madagascar | Marovoay | Marovoay | -16.0995 | 46.6333 | Madagascar | MG | MDG | Mahajanga |  | 31253 | 1450283819
Marple, Stockport, United Kingdom | Marple | Marple | 53.397 | -2.061 | United Kingdom | GB | GBR | Stockport |  | 23687 | 1826000495
Marple, Pennsylvania, United States | Marple | Marple | 39.9654 | -75.3658 | United States | US | USA | Pennsylvania |  | 23709 | 1840100266
Marquette, Michigan, United States | Marquette | Marquette | 46.544 | -87.4082 | United States | US | USA | Michigan |  | 26491 | 1840003923
Marrakech, Marrakech-Safi, Morocco | Marrakech | Marrakech | 31.6295 | -7.9811 | Morocco | MA | MAR | Marrakech-Safi | admin | 928850 | 1504172585
Marrero, Louisiana, United States | Marrero | Marrero | 29.8871 | -90.1127 | United States | US | USA | Louisiana |  | 32088 | 1840013993
Marrupa, Niassa, Mozambique | Marrupa | Marrupa | -13.1833 | 37.5 | Mozambique | MZ | MOZ | Niassa |  | 8762 | 1508890063
Marsa, Marsa, Malta | Marsa | Marsa | 35.8792 | 14.4953 | Malta | MT | MLT | Marsa | admin |  | 1470720892
Marsá Maţrūḩ, Maţrūḩ, Egypt | Marsá Maţrūḩ | Marsa Matruh | 31.3333 | 27.2333 | Egypt | EG | EGY | Maţrūḩ | admin | 68339 | 1818661611
Marsabit, Marsabit, Kenya | Marsabit | Marsabit | 2.3333 | 37.9833 | Kenya | KE | KEN | Marsabit | admin | 17127 | 1404055253
Marsala, Sicilia, Italy | Marsala | Marsala | 37.8054 | 12.4387 | Italy | IT | ITA | Sicilia |  | 77784 | 1380770056
Marsaskala, Marsaskala, Malta | Marsaskala | Marsaskala | 35.8669 | 14.5619 | Malta | MT | MLT | Marsaskala | admin |  | 1470808916
Marsaxlokk, Marsaxlokk, Malta | Marsaxlokk | Marsaxlokk | 35.8419 | 14.5431 | Malta | MT | MLT | Marsaxlokk | admin |  | 1470596833
Marsberg, North Rhine-Westphalia, Germany | Marsberg | Marsberg | 51.45 | 8.85 | Germany | DE | DEU | North Rhine-Westphalia |  | 19640 | 1276309670
Marseille, Provence-Alpes-Côte d’Azur, France | Marseille | Marseille | 43.2964 | 5.37 | France | FR | FRA | Provence-Alpes-Côte d’Azur | admin | 870018 | 1250774071
Marsh Harbour, Central Abaco, Bahamas, The | Marsh Harbour | Marsh Harbour | 26.4 | -77.17 | Bahamas, The | BS | BHS | Central Abaco |  | 6283 | 1044773084
Marshall, Texas, United States | Marshall | Marshall | 32.537 | -94.3515 | United States | US | USA | Texas |  | 21331 | 1840020739
Marshall, Minnesota, United States | Marshall | Marshall | 44.4488 | -95.7897 | United States | US | USA | Minnesota |  | 13274 | 1840007879
Marshall, Missouri, United States | Marshall | Marshall | 39.1147 | -93.201 | United States | US | USA | Missouri |  | 12447 | 1840008509
Marshall, Pennsylvania, United States | Marshall | Marshall | 40.6453 | -80.11 | United States | US | USA | Pennsylvania |  | 8634 | 1840146796
Marshall, Michigan, United States | Marshall | Marshall | 42.2617 | -84.9597 | United States | US | USA | Michigan |  | 7548 | 1840003177
Marshalltown, Iowa, United States | Marshalltown | Marshalltown | 42.0341 | -92.9067 | United States | US | USA | Iowa |  | 25994 | 1840008112
Marshfield, Massachusetts, United States | Marshfield | Marshfield | 42.114 | -70.715 | United States | US | USA | Massachusetts |  | 25754 | 1840053681
Marshfield, Wisconsin, United States | Marshfield | Marshfield | 44.6627 | -90.1728 | United States | US | USA | Wisconsin |  | 18764 | 1840002336
Marshfield, Missouri, United States | Marshfield | Marshfield | 37.3414 | -92.9116 | United States | US | USA | Missouri |  | 7638 | 1840008742
Marshfield, Newport, United Kingdom | Marshfield | Marshfield | 51.5439 | -3.0469 | United Kingdom | GB | GBR | Newport |  | 6270 | 1826384578
Martapura, Kalimantan Selatan, Indonesia | Martapura | Martapura | -3.4135 | 114.8365 | Indonesia | ID | IDN | Kalimantan Selatan | minor | 198239 | 1360139854
Martensville, Saskatchewan, Canada | Martensville | Martensville | 52.2897 | -106.6667 | Canada | CA | CAN | Saskatchewan |  | 9645 | 1124000654
Martfů, Jász-Nagykun-Szolnok, Hungary | Martfů | Martfu | 47.017 | 20.284 | Hungary | HU | HUN | Jász-Nagykun-Szolnok |  | 6169 | 1348824135
Martha Lake, Washington, United States | Martha Lake | Martha Lake | 47.8479 | -122.2327 | United States | US | USA | Washington |  | 19954 | 1840037875
Martic, Pennsylvania, United States | Martic | Martic | 39.8721 | -76.3144 | United States | US | USA | Pennsylvania |  | 5217 | 1840147752
Martigny, Valais, Switzerland | Martigny | Martigny | 46.1 | 7.0728 | Switzerland | CH | CHE | Valais |  | 17998 | 1756450627
Martigues, Provence-Alpes-Côte d’Azur, France | Martigues | Martigues | 43.4053 | 5.0475 | France | FR | FRA | Provence-Alpes-Côte d’Azur |  | 48188 | 1250522318
Martin, Žilinský, Slovakia | Martin | Martin | 49.0636 | 18.9214 | Slovakia | SK | SVK | Žilinský | minor | 54978 | 1703554366
Martin, Tennessee, United States | Martin | Martin | 36.3386 | -88.8513 | United States | US | USA | Tennessee |  | 10415 | 1840015282
Martinez, California, United States | Martinez | Martinez | 37.9985 | -122.116 | United States | US | USA | California |  | 38297 | 1840020278
Martinez, Georgia, United States | Martinez | Martinez | 33.5209 | -82.0985 | United States | US | USA | Georgia |  | 36068 | 1840013747
Martins Ferry, Ohio, United States | Martins Ferry | Martins Ferry | 40.1014 | -80.7253 | United States | US | USA | Ohio |  | 6517 | 1840008388
Martinsburg, West Virginia, United States | Martinsburg | Martinsburg | 39.4582 | -77.9776 | United States | US | USA | West Virginia |  | 17454 | 1840005742
Martinsville, Virginia, United States | Martinsville | Martinsville | 36.6827 | -79.8636 | United States | US | USA | Virginia |  | 31871 | 1840001727
Martinsville, Indiana, United States | Martinsville | Martinsville | 39.4228 | -86.4208 | United States | US | USA | Indiana |  | 13097 | 1840008461
Martinsville, New Jersey, United States | Martinsville | Martinsville | 40.603 | -74.5751 | United States | US | USA | New Jersey |  | 11541 | 1840024279
Martlesham, Suffolk, United Kingdom | Martlesham | Martlesham | 52.0733 | 1.2818 | United Kingdom | GB | GBR | Suffolk |  | 5478 | 1826066956
Marton, Middlesbrough, United Kingdom | Marton | Marton | 54.5406 | -1.2124 | United Kingdom | GB | GBR | Middlesbrough |  | 9990 | 1826705697
Marton, Manawatu-Wanganui, New Zealand | Marton | Marton | -40.0692 | 175.3783 | New Zealand | NZ | NZL | Manawatu-Wanganui |  | 5200 | 1554000171
Martonvásár, Fejér, Hungary | Martonvásár | Martonvasar | 47.314 | 18.7885 | Hungary | HU | HUN | Fejér | minor | 5672 | 1348618816
Martuni, Geghark’unik’, Armenia | Martuni | Martuni | 40.14 | 45.3064 | Armenia | AM | ARM | Geghark’unik’ |  | 11987 | 1051260753
Marumori, Miyagi, Japan | Marumori | Marumori | 37.9114 | 140.7656 | Japan | JP | JPN | Miyagi |  | 12823 | 1392129975
Mārupe, Mārupes Novads, Latvia | Mārupe | Marupe | 56.9032 | 24.0467 | Latvia | LV | LVA | Mārupes Novads | admin |  | 1428162714
Marvdasht, Fārs, Iran | Marvdasht | Marvdasht | 29.8742 | 52.8025 | Iran | IR | IRN | Fārs | minor | 148858 | 1364881808
Marvin, North Carolina, United States | Marvin | Marvin | 34.989 | -80.8032 | United States | US | USA | North Carolina |  | 6792 | 1840017880
Mary, Mary, Turkmenistan | Mary | Mary | 37.6 | 61.8333 | Turkmenistan | TM | TKM | Mary | admin | 208682 | 1795413265
Maryborough, Queensland, Australia | Maryborough | Maryborough | -25.5375 | 152.7019 | Australia | AU | AUS | Queensland |  | 27282 | 1036205623
Maryborough, Victoria, Australia | Maryborough | Maryborough | -37.05 | 143.735 | Australia | AU | AUS | Victoria |  | 7921 | 1036781601
Maryland City, Maryland, United States | Maryland City | Maryland City | 39.1016 | -76.8051 | United States | US | USA | Maryland |  | 17736 | 1840005922
Maryland Heights, Missouri, United States | Maryland Heights | Maryland Heights | 38.7189 | -90.4749 | United States | US | USA | Missouri |  | 26956 | 1840008591
Maryport, Cumbria, United Kingdom | Maryport | Maryport | 54.7128 | -3.4926 | United Kingdom | GB | GBR | Cumbria |  | 11262 | 1826196892
Marystown, Newfoundland and Labrador, Canada | Marystown | Marystown | 47.1667 | -55.1667 | Canada | CA | CAN | Newfoundland and Labrador |  | 5316 | 1124408131
Marysville, Washington, United States | Marysville | Marysville | 48.0809 | -122.1561 | United States | US | USA | Washington |  | 170009 | 1840019789
Marysville, Ohio, United States | Marysville | Marysville | 40.2278 | -83.3595 | United States | US | USA | Ohio |  | 24949 | 1840008355
Marysville, California, United States | Marysville | Marysville | 39.1518 | -121.5835 | United States | US | USA | California |  | 12476 | 1840020219
Marysville, Michigan, United States | Marysville | Marysville | 42.9084 | -82.4806 | United States | US | USA | Michigan |  | 9672 | 1840003957
Maryville, Tennessee, United States | Maryville | Maryville | 35.7468 | -83.9789 | United States | US | USA | Tennessee |  | 29742 | 1840015380
Maryville, Missouri, United States | Maryville | Maryville | 40.3428 | -94.8701 | United States | US | USA | Missouri |  | 12808 | 1840008349
Maryville, Illinois, United States | Maryville | Maryville | 38.7261 | -89.9646 | United States | US | USA | Illinois |  | 7952 | 1840012801
Masaka, Masaka, Uganda | Masaka | Masaka | -0.3296 | 31.73 | Uganda | UG | UGA | Masaka | admin | 65373 | 1800731885
Masaki, Ehime, Japan | Masaki | Masaki | 33.7875 | 132.7114 | Japan | JP | JPN | Ehime |  | 29832 | 1392691084
Masallı, Masallı, Azerbaijan | Masallı | Masalli | 39.0183 | 48.6669 | Azerbaijan | AZ | AZE | Masallı | admin | 14746 | 1031126416
Masan, Gyeongnam, Korea, South | Masan | Masan | 35.1833 | 128.55 | Korea, South | KR | KOR | Gyeongnam |  | 429612 | 1410394650
Masasi, Mtwara, Tanzania | Masasi | Masasi | -10.7296 | 38.7999 | Tanzania | TZ | TZA | Mtwara |  | 36032 | 1834414126
Masaya, Masaya, Nicaragua | Masaya | Masaya | 11.9667 | -86.1 | Nicaragua | NI | NIC | Masaya | admin | 139582 | 1558765329
Masbate, Masbate, Philippines | Masbate | Masbate | 12.3667 | 123.6167 | Philippines | PH | PHL | Masbate | admin | 95389 | 1608802236
Mascara, Mascara, Algeria | Mascara | Mascara | 35.4 | 0.1333 | Algeria | DZ | DZA | Mascara | admin | 108587 | 1012738269
Mascotte, Florida, United States | Mascotte | Mascotte | 28.611 | -81.9107 | United States | US | USA | Florida |  | 6315 | 1840015951
Mascouche, Quebec, Canada | Mascouche | Mascouche | 45.75 | -73.6 | Canada | CA | CAN | Quebec |  | 42491 | 1124001580
Mascoutah, Illinois, United States | Mascoutah | Mascoutah | 38.5192 | -89.8044 | United States | US | USA | Illinois |  | 7870 | 1840008631
Maseru, Maseru, Lesotho | Maseru | Maseru | -29.31 | 27.48 | Lesotho | LS | LSO | Maseru | primary | 330790 | 1426977668
Mashhad, Khorāsān-e Raẕavī, Iran | Mashhad | Mashhad | 36.3069 | 59.6042 | Iran | IR | IRN | Khorāsān-e Raẕavī | admin | 3001184 | 1364123206
Mashiko, Tochigi, Japan | Mashiko | Mashiko | 36.4675 | 140.0931 | Japan | JP | JPN | Tochigi |  | 22116 | 1392280086
Mashpee, Massachusetts, United States | Mashpee | Mashpee | 41.6178 | -70.4908 | United States | US | USA | Massachusetts |  | 14101 | 1840053502
Masindi, Masindi, Uganda | Masindi | Masindi | 1.6744 | 31.715 | Uganda | UG | UGA | Masindi | admin | 31486 | 1800409287
Masindi Port, Kiryandongo, Uganda | Masindi Port | Masindi Port | 1.7004 | 32.0699 | Uganda | UG | UGA | Kiryandongo |  | 8319 | 1800188907
Masjed Soleymān, Khūzestān, Iran | Masjed Soleymān | Masjed Soleyman | 31.9333 | 49.3 | Iran | IR | IRN | Khūzestān | minor | 100497 | 1364152430
Mason, Ohio, United States | Mason | Mason | 39.3571 | -84.3023 | United States | US | USA | Ohio |  | 33870 | 1840008467
Mason, Michigan, United States | Mason | Mason | 42.5806 | -84.4427 | United States | US | USA | Michigan |  | 8458 | 1840003104
Mason City, Iowa, United States | Mason City | Mason City | 43.1487 | -93.1998 | United States | US | USA | Iowa |  | 26005 | 1840000380
Massakory, Hadjer-Lamis, Chad | Massakory | Massakory | 13 | 15.7333 | Chad | TD | TCD | Hadjer-Lamis | admin |  | 1148908311
Massamá, Lisboa, Portugal | Massamá | Massama | 38.7568 | -9.2748 | Portugal | PT | PRT | Lisboa |  | 28112 | 1620579552
Massanetta Springs, Virginia, United States | Massanetta Springs | Massanetta Springs | 38.3899 | -78.834 | United States | US | USA | Virginia |  | 5517 | 1840026720
Massangena, Gaza, Mozambique | Massangena | Massangena | -21.5373 | 32.9564 | Mozambique | MZ | MOZ | Gaza |  | 650 | 1508224482
Massapequa, New York, United States | Massapequa | Massapequa | 40.6676 | -73.4706 | United States | US | USA | New York |  | 21861 | 1840005274
Massapequa Park, New York, United States | Massapequa Park | Massapequa Park | 40.6817 | -73.4496 | United States | US | USA | New York |  | 17143 | 1840005307
Massawa, Semēnawī K’eyih Bahrī, Eritrea | Massawa | Massawa | 15.6 | 39.4333 | Eritrea | ER | ERI | Semēnawī K’eyih Bahrī | admin | 39758 | 1232344222
Massena, New York, United States | Massena | Massena | 44.9609 | -74.8339 | United States | US | USA | New York |  | 12329 | 1840004058
Massenya, Chari-Baguirmi, Chad | Massenya | Massenya | 11.4028 | 16.17 | Chad | TD | TCD | Chari-Baguirmi | admin | 3680 | 1148928302
Massillon, Ohio, United States | Massillon | Massillon | 40.7838 | -81.5254 | United States | US | USA | Ohio |  | 32584 | 1840000965
Massy, Île-de-France, France | Massy | Massy | 48.7309 | 2.2713 | France | FR | FRA | Île-de-France |  | 50833 | 1250651220
Masterton, Wellington, New Zealand | Masterton | Masterton | -40.9667 | 175.65 | New Zealand | NZ | NZL | Wellington |  | 20100 | 1554641049
Mastic, New York, United States | Mastic | Mastic | 40.8098 | -72.8479 | United States | US | USA | New York |  | 14678 | 1840005090
Mastic Beach, New York, United States | Mastic Beach | Mastic Beach | 40.7679 | -72.8375 | United States | US | USA | New York |  | 11953 | 1840005089
Masty, Hrodzyenskaya Voblasts’, Belarus | Masty | Masty | 53.4 | 24.5333 | Belarus | BY | BLR | Hrodzyenskaya Voblasts’ | minor | 15200 | 1112000626
Masuda, Shimane, Japan | Masuda | Masuda | 34.675 | 131.8428 | Japan | JP | JPN | Shimane |  | 45291 | 1392671725
Masunga, North East, Botswana | Masunga | Masunga | -20.6245 | 27.4488 | Botswana | BW | BWA | North East | admin |  | 1072609074
Masvingo, Masvingo, Zimbabwe | Masvingo | Masvingo | -20.0744 | 30.8328 | Zimbabwe | ZW | ZWE | Masvingo | admin | 72527 | 1716049475
Maşyāf, Ḩamāh, Syria | Maşyāf | Masyaf | 35.0653 | 36.3421 | Syria | SY | SYR | Ḩamāh | minor | 37109 | 1760933504
Matadi, Kongo Central, Congo (Kinshasa) | Matadi | Matadi | -5.8167 | 13.4833 | Congo (Kinshasa) | CD | COD | Kongo Central | admin | 306053 | 1180529604
Matagalpa, Matagalpa, Nicaragua | Matagalpa | Matagalpa | 12.9167 | -85.9167 | Nicaragua | NI | NIC | Matagalpa | admin | 156218 | 1558728443
Matam, Matam, Senegal | Matam | Matam | 15.6167 | -13.3333 | Senegal | SN | SEN | Matam | admin |  | 1686919750
Matamata, Waikato, New Zealand | Matamata | Matamata | -37.8097 | 175.7733 | New Zealand | NZ | NZL | Waikato |  | 7910 | 1554001179
Matamoros, Coahuila de Zaragoza, Mexico | Matamoros | Matamoros | 25.533 | -103.25 | Mexico | MX | MEX | Coahuila de Zaragoza | minor | 48511 | 1484930279
Matane, Quebec, Canada | Matane | Matane | 48.85 | -67.5333 | Canada | CA | CAN | Quebec |  | 14462 | 1124528318
Matanzas, Matanzas, Cuba | Matanzas | Matanzas | 23.0494 | -81.5736 | Cuba | CU | CUB | Matanzas | admin | 145246 | 1192888416
Matão, São Paulo, Brazil | Matão | Matao | -21.6033 | -48.3658 | Brazil | BR | BRA | São Paulo |  | 81439 | 1076497431
Matara, Southern, Sri Lanka | Matara | Matara | 5.949 | 80.5428 | Sri Lanka | LK | LKA | Southern |  | 68244 | 1144127163
Mataram, Nusa Tenggara Barat, Indonesia | Mataram | Mataram | -8.5833 | 116.1167 | Indonesia | ID | IDN | Nusa Tenggara Barat | admin | 408900 | 1360021952
Mataró, Catalonia, Spain | Mataró | Mataro | 41.54 | 2.45 | Spain | ES | ESP | Catalonia |  | 183293 | 1724901780
Matawan, New Jersey, United States | Matawan | Matawan | 40.4127 | -74.2365 | United States | US | USA | New Jersey |  | 8640 | 1840003675
Maţāy, Al Minyā, Egypt | Maţāy | Matay | 28.4167 | 30.7833 | Egypt | EG | EGY | Al Minyā |  | 46903 | 1818679215
Matehuala, San Luis Potosí, Mexico | Matehuala | Matehuala | 23.6528 | -100.6444 | Mexico | MX | MEX | San Luis Potosí | minor | 67717 | 1484682498
Mátészalka, Szabolcs-Szatmár-Bereg, Hungary | Mátészalka | Mateszalka | 47.9431 | 22.3167 | Hungary | HU | HUN | Szabolcs-Szatmár-Bereg | minor | 16576 | 1348758097
Mathis, Texas, United States | Mathis | Mathis | 28.0909 | -97.817 | United States | US | USA | Texas |  | 5662 | 1840021004
Mathura, Uttar Pradesh, India | Mathura | Mathura | 27.4833 | 77.6833 | India | IN | IND | Uttar Pradesh |  | 330511 | 1356066081
Mati, Davao Oriental, Philippines | Mati | Mati | 6.95 | 126.2333 | Philippines | PH | PHL | Davao Oriental | admin | 141141 | 1608000731
Matías Romero, Oaxaca, Mexico | Matías Romero | Matias Romero | 16.8798 | -95.0391 | Mexico | MX | MEX | Oaxaca |  | 39828 | 1484296757
Matiçan, Prishtinë, Kosovo | Matiçan | Matican | 42.6449 | 21.1918 | Kosovo | XK | XKS | Prishtinë |  | 13876 | 1901916938
Matlock, Derbyshire, United Kingdom | Matlock | Matlock | 53.14 | -1.55 | United Kingdom | GB | GBR | Derbyshire |  | 9543 | 1826168850
Matochkin Shar, Arkhangel’skaya Oblast’, Russia | Matochkin Shar | Matochkin Shar | 73.27 | 56.4497 | Russia | RU | RUS | Arkhangel’skaya Oblast’ |  | 10 | 1643843865
Matola, Maputo, Mozambique | Matola | Matola | -25.9667 | 32.4667 | Mozambique | MZ | MOZ | Maputo |  | 1032197 | 1508768577
Matosinhos, Porto, Portugal | Matosinhos | Matosinhos | 41.2077 | -8.6674 | Portugal | PT | PRT | Porto | minor | 175478 | 1620049442
Matsubushi, Saitama, Japan | Matsubushi | Matsubushi | 35.9258 | 139.8153 | Japan | JP | JPN | Saitama |  | 28953 | 1392883192
Matsuda-sōryō, Kanagawa, Japan | Matsuda-sōryō | Matsuda-soryo | 35.3483 | 139.1394 | Japan | JP | JPN | Kanagawa |  | 10884 | 1392523691
Matsudo, Chiba, Japan | Matsudo | Matsudo | 35.7878 | 139.9031 | Japan | JP | JPN | Chiba |  | 492671 | 1392642525
Matsue, Shimane, Japan | Matsue | Matsue | 35.4681 | 133.0486 | Japan | JP | JPN | Shimane | admin | 203565 | 1392692238
Matsushima, Miyagi, Japan | Matsushima | Matsushima | 38.3814 | 141.0692 | Japan | JP | JPN | Miyagi |  | 13468 | 1392903558
Matsuyama, Ehime, Japan | Matsuyama | Matsuyama | 33.8333 | 132.7667 | Japan | JP | JPN | Ehime | admin | 509139 | 1392220893
Matsuzaka, Mie, Japan | Matsuzaka | Matsuzaka | 34.5781 | 136.5275 | Japan | JP | JPN | Mie |  | 160080 | 1392893621
Matsuzaki, Shizuoka, Japan | Matsuzaki | Matsuzaki | 34.7531 | 138.7789 | Japan | JP | JPN | Shizuoka |  | 6200 | 1392566701
Mattapoisett, Massachusetts, United States | Mattapoisett | Mattapoisett | 41.6687 | -70.817 | United States | US | USA | Massachusetts |  | 6294 | 1840070409
Mattawa, Washington, United States | Mattawa | Mattawa | 46.737 | -119.904 | United States | US | USA | Washington |  | 5349 | 1840022292
Mattersburg, Burgenland, Austria | Mattersburg | Mattersburg | 47.7381 | 16.3969 | Austria | AT | AUT | Burgenland | minor | 7349 | 1040428013
Matteson, Illinois, United States | Matteson | Matteson | 41.5095 | -87.7468 | United States | US | USA | Illinois |  | 19448 | 1840011293
Matthews, North Carolina, United States | Matthews | Matthews | 35.1195 | -80.7101 | United States | US | USA | North Carolina |  | 33138 | 1840016350
Mattighofen, Oberösterreich, Austria | Mattighofen | Mattighofen | 48.1067 | 13.1494 | Austria | AT | AUT | Oberösterreich |  | 6524 | 1040983702
Mattoon, Illinois, United States | Mattoon | Mattoon | 39.4775 | -88.3624 | United States | US | USA | Illinois |  | 18016 | 1840008449
Mattydale, New York, United States | Mattydale | Mattydale | 43.0992 | -76.1388 | United States | US | USA | New York |  | 6102 | 1840004317
Maturín, Monagas, Venezuela | Maturín | Maturin | 9.7457 | -63.1832 | Venezuela | VE | VEN | Monagas | admin | 542259 | 1862546949
Mauá, São Paulo, Brazil | Mauá | Maua | -23.6678 | -46.4608 | Brazil | BR | BRA | São Paulo |  | 453286 | 1076477498
Maubeuge, Hauts-de-France, France | Maubeuge | Maubeuge | 50.2775 | 3.9734 | France | FR | FRA | Hauts-de-France |  | 29944 | 1250099699
Maués, Amazonas, Brazil | Maués | Maues | -3.3896 | -57.72 | Brazil | BR | BRA | Amazonas |  | 32561 | 1076490155
Maulbronn, Baden-Württemberg, Germany | Maulbronn | Maulbronn | 49.0003 | 8.8108 | Germany | DE | DEU | Baden-Württemberg |  | 6588 | 1276527728
Mauldin, South Carolina, United States | Mauldin | Mauldin | 34.7849 | -82.3005 | United States | US | USA | South Carolina |  | 133872 | 1840015476
Mauli, Punjab, India | Mauli | Mauli | 30.7194 | 76.7181 | India | IN | IND | Punjab |  | 146213 | 1356181198
Maumee, Ohio, United States | Maumee | Maumee | 41.5696 | -83.6636 | United States | US | USA | Ohio |  | 13669 | 1840000569
Maumelle, Arkansas, United States | Maumelle | Maumelle | 34.8522 | -92.4 | United States | US | USA | Arkansas |  | 18199 | 1840015510
Maumere, Nusa Tenggara Timur, Indonesia | Maumere | Maumere | -8.6189 | 122.2123 | Indonesia | ID | IDN | Nusa Tenggara Timur | minor | 104285 | 1360776014
Maun, North West, Botswana | Maun | Maun | -19.9833 | 23.4167 | Botswana | BW | BWA | North West | admin | 49945 | 1072985345
Mauren, Mauren, Liechtenstein | Mauren | Mauren | 47.2197 | 9.5428 | Liechtenstein | LI | LIE | Mauren | admin | 4268 | 1438767966
Maurice River, New Jersey, United States | Maurice River | Maurice River | 39.3057 | -74.9349 | United States | US | USA | New Jersey |  | 7704 | 1840081594
Mavinga, Kuando Kubango, Angola | Mavinga | Mavinga | -15.7895 | 20.36 | Angola | AO | AGO | Kuando Kubango |  | 30000 | 1024585059
Mawlamyine, Mon State, Burma | Mawlamyine | Mawlamyine | 16.4847 | 97.6258 | Burma | MM | MMR | Mon State | admin | 253734 | 1104530702
Maxatawny, Pennsylvania, United States | Maxatawny | Maxatawny | 40.526 | -75.7444 | United States | US | USA | Pennsylvania |  | 7227 | 1840100292
Maxcanú, Yucatán, Mexico | Maxcanú | Maxcanu | 20.5833 | -89.9833 | Mexico | MX | MEX | Yucatán | minor | 12621 | 1484052886
Maxhütte-Haidhof, Bavaria, Germany | Maxhütte-Haidhof | Maxhutte-Haidhof | 49.2 | 12.1 | Germany | DE | DEU | Bavaria |  | 11575 | 1276703973
Maxixe, Inhambane, Mozambique | Maxixe | Maxixe | -23.8597 | 35.3472 | Mozambique | MZ | MOZ | Inhambane |  | 108824 | 1508002342
May Pen, Clarendon, Jamaica | May Pen | May Pen | 17.95 | -77.25 | Jamaica | JM | JAM | Clarendon | admin | 135142 | 1388671677
Mayagüez, Puerto Rico, Puerto Rico | Mayagüez | Mayaguez | 18.2003 | -67.1397 | Puerto Rico | PR | PRI | Puerto Rico |  | 62579 | 1630035520
Mayarí, Holguín, Cuba | Mayarí | Mayari | 20.6592 | -75.6781 | Cuba | CU | CUB | Holguín | minor | 102354 | 1192527369
Mayen, Rhineland-Palatinate, Germany | Mayen | Mayen | 50.3333 | 7.2167 | Germany | DE | DEU | Rhineland-Palatinate |  | 19144 | 1276174509
Mayfair, California, United States | Mayfair | Mayfair | 36.7693 | -119.7612 | United States | US | USA | California |  | 5091 | 1840075970
Mayfield, Kentucky, United States | Mayfield | Mayfield | 36.737 | -88.6446 | United States | US | USA | Kentucky |  | 11121 | 1840015268
Mayfield, New York, United States | Mayfield | Mayfield | 43.1248 | -74.26 | United States | US | USA | New York |  | 6256 | 1840004309
Mayfield Heights, Ohio, United States | Mayfield Heights | Mayfield Heights | 41.5175 | -81.4534 | United States | US | USA | Ohio |  | 18487 | 1840000613
Mayflower Village, California, United States | Mayflower Village | Mayflower Village | 34.116 | -118.0096 | United States | US | USA | California |  | 5822 | 1840028387
Maykop, Adygeya, Russia | Maykop | Maykop | 44.6 | 40.0833 | Russia | RU | RUS | Adygeya | admin | 141970 | 1643584159
Mayluu-Suu, Jalal-Abad, Kyrgyzstan | Mayluu-Suu | Mayluu-Suu | 41.2667 | 72.45 | Kyrgyzstan | KG | KGZ | Jalal-Abad |  | 20200 | 1417039122
Maynard, Massachusetts, United States | Maynard | Maynard | 42.4264 | -71.4561 | United States | US | USA | Massachusetts |  | 10600 | 1840053481
Mayo, Maryland, United States | Mayo | Mayo | 38.9041 | -76.518 | United States | US | USA | Maryland |  | 8171 | 1840005923
Mays Chapel, Maryland, United States | Mays Chapel | Mays Chapel | 39.4343 | -76.6516 | United States | US | USA | Maryland |  | 12303 | 1840031492
Mayskiy, Kabardino-Balkariya, Russia | Mayskiy | Mayskiy | 43.6333 | 44.0667 | Russia | RU | RUS | Kabardino-Balkariya | minor | 27074 | 1643405638
Maysville, Kentucky, United States | Maysville | Maysville | 38.6454 | -83.7911 | United States | US | USA | Kentucky |  | 11093 | 1840015180
Mayuge, Mayuge, Uganda | Mayuge | Mayuge | 0.4578 | 33.4806 | Uganda | UG | UGA | Mayuge | admin |  | 1800300606
Mayumba, Nyanga, Gabon | Mayumba | Mayumba | -3.4167 | 10.65 | Gabon | GA | GAB | Nyanga |  | 3996 | 1266317571
Maywood, California, United States | Maywood | Maywood | 33.9885 | -118.1877 | United States | US | USA | California |  | 26973 | 1840020497
Maywood, Illinois, United States | Maywood | Maywood | 41.8798 | -87.8442 | United States | US | USA | Illinois |  | 23158 | 1840011294
Maywood, New Jersey, United States | Maywood | Maywood | 40.9025 | -74.0634 | United States | US | USA | New Jersey |  | 9614 | 1840003536
Mazabuka, Southern, Zambia | Mazabuka | Mazabuka | -15.86 | 27.76 | Zambia | ZM | ZMB | Southern |  | 64006 | 1894390715
Mazār-e Sharīf, Balkh, Afghanistan | Mazār-e Sharīf | Mazar-e Sharif | 36.7 | 67.1167 | Afghanistan | AF | AFG | Balkh | admin | 427600 | 1004436363
Mazatán, Sonora, Mexico | Mazatán | Mazatan | 29.0167 | -110.1333 | Mexico | MX | MEX | Sonora | minor | 500000 | 1484350756
Mazatenango, Suchitepéquez, Guatemala | Mazatenango | Mazatenango | 14.5304 | -91.51 | Guatemala | GT | GTM | Suchitepéquez | admin | 64652 | 1320123250
Mazatlán, Sinaloa, Mexico | Mazatlán | Mazatlan | 23.22 | -106.42 | Mexico | MX | MEX | Sinaloa | minor | 502547 | 1484841466
Mažeikiai, Mažeikiai, Lithuania | Mažeikiai | Mazeikiai | 56.3111 | 22.3361 | Lithuania | LT | LTU | Mažeikiai | admin | 34152 | 1440746512
Mazoe, Mashonaland Central, Zimbabwe | Mazoe | Mazoe | -17.5196 | 30.97 | Zimbabwe | ZW | ZWE | Mashonaland Central |  | 9966 | 1716608716
Mazsalaca, Mazsalacas Novads, Latvia | Mazsalaca | Mazsalaca | 57.8667 | 25.05 | Latvia | LV | LVA | Mazsalacas Novads | admin | 1133 | 1428775090
Mazyr, Homyel’skaya Voblasts’, Belarus | Mazyr | Mazyr | 52.05 | 29.2333 | Belarus | BY | BLR | Homyel’skaya Voblasts’ | minor | 105700 | 1112704173
Mbabane, Hhohho, Swaziland | Mbabane | Mbabane | -26.3167 | 31.1333 | Swaziland | SZ | SWZ | Hhohho | primary | 90138 | 1748811945
Mbaïki, Lobaye, Central African Republic | Mbaïki | Mbaiki | 3.8833 | 18 | Central African Republic | CF | CAF | Lobaye | admin | 22166 | 1140040245
Mbala, Northern, Zambia | Mbala | Mbala | -8.84 | 31.37 | Zambia | ZM | ZMB | Northern |  | 20570 | 1894671312
Mbale, Mbale, Uganda | Mbale | Mbale | 1.0806 | 34.175 | Uganda | UG | UGA | Mbale | admin | 402368 | 1800265900
Mbalmayo, Centre, Cameroon | Mbalmayo | Mbalmayo | 3.52 | 11.5122 | Cameroon | CM | CMR | Centre |  | 80206 | 1120049681
Mbamba Bay, Ruvuma, Tanzania | Mbamba Bay | Mbamba Bay | -11.2833 | 34.7667 | Tanzania | TZ | TZA | Ruvuma |  | 8997 | 1834067294
Mbandaka, Équateur, Congo (Kinshasa) | Mbandaka | Mbandaka | 0.0486 | 18.2603 | Congo (Kinshasa) | CD | COD | Équateur | admin | 274996 | 1180720887
Mbanza Kongo, Zaire, Angola | Mbanza Kongo | Mbanza Kongo | -6.2667 | 14.25 | Angola | AO | AGO | Zaire | admin | 60182 | 1024532464
Mbanza-Ngungu, Kongo Central, Congo (Kinshasa) | Mbanza-Ngungu | Mbanza-Ngungu | -5.2496 | 14.86 | Congo (Kinshasa) | CD | COD | Kongo Central |  | 197545 | 1180474388
Mbarara, Mbarara, Uganda | Mbarara | Mbarara | -0.5996 | 30.65 | Uganda | UG | UGA | Mbarara | admin | 83700 | 1800554483
Mbé, Nord, Cameroon | Mbé | Mbe | 7.8504 | 13.6 | Cameroon | CM | CMR | Nord |  | 3950 | 1120400000
Mbeya, Mbeya, Tanzania | Mbeya | Mbeya | -8.9 | 33.45 | Tanzania | TZ | TZA | Mbeya | admin | 291649 | 1834396594
Mbini, Litoral, Equatorial Guinea | Mbini | Mbini | 1.5833 | 9.6167 | Equatorial Guinea | GQ | GNQ | Litoral |  | 14034 | 1226662822
Mbuji-Mayi, Kasaï Oriental, Congo (Kinshasa) | Mbuji-Mayi | Mbuji-Mayi | -6.1209 | 23.5967 | Congo (Kinshasa) | CD | COD | Kasaï Oriental | admin | 1295000 | 1180399586
Mbulu, Manyara, Tanzania | Mbulu | Mbulu | -3.8496 | 35.53 | Tanzania | TZ | TZA | Manyara |  | 13430 | 1834497748
McAlester, Oklahoma, United States | McAlester | McAlester | 34.9262 | -95.7698 | United States | US | USA | Oklahoma |  | 18896 | 1840020457
McAllen, Texas, United States | McAllen | McAllen | 26.2273 | -98.2471 | United States | US | USA | Texas |  | 804114 | 1840021024
McCandless, Pennsylvania, United States | McCandless | McCandless | 40.5836 | -80.0283 | United States | US | USA | Pennsylvania |  | 28582 | 1840148208
McComb, Mississippi, United States | McComb | McComb | 31.2442 | -90.4717 | United States | US | USA | Mississippi |  | 16672 | 1840015877
McCook, Nebraska, United States | McCook | McCook | 40.2046 | -100.6214 | United States | US | USA | Nebraska |  | 7426 | 1840008369
McCordsville, Indiana, United States | McCordsville | McCordsville | 39.8967 | -85.9209 | United States | US | USA | Indiana |  | 7479 | 1840009526
McDonough, Georgia, United States | McDonough | McDonough | 33.4399 | -84.1509 | United States | US | USA | Georgia |  | 26768 | 1840015706
McFarland, California, United States | McFarland | McFarland | 35.6781 | -119.2414 | United States | US | USA | California |  | 15651 | 1840020419
McFarland, Wisconsin, United States | McFarland | McFarland | 43.0203 | -89.2858 | United States | US | USA | Wisconsin |  | 9031 | 1840002914
McGregor, Florida, United States | McGregor | McGregor | 26.5611 | -81.9134 | United States | US | USA | Florida |  | 8032 | 1840029055
McGregor, Texas, United States | McGregor | McGregor | 31.4187 | -97.4283 | United States | US | USA | Texas |  | 5231 | 1840020816
McGuire AFB, New Jersey, United States | McGuire AFB | McGuire AFB | 40.0285 | -74.5883 | United States | US | USA | New Jersey |  | 5246 | 1840073621
McHenry, Illinois, United States | McHenry | McHenry | 42.3388 | -88.2931 | United States | US | USA | Illinois |  | 27061 | 1840008085
Mchinji, Mchinji, Malawi | Mchinji | Mchinji | -13.8167 | 32.9 | Malawi | MW | MWI | Mchinji | admin | 18305 | 1454607053
McKees Rocks, Pennsylvania, United States | McKees Rocks | McKees Rocks | 40.4688 | -80.063 | United States | US | USA | Pennsylvania |  | 5855 | 1840001244
McKeesport, Pennsylvania, United States | McKeesport | McKeesport | 40.3419 | -79.8439 | United States | US | USA | Pennsylvania |  | 19009 | 1840001243
McKenzie, Tennessee, United States | McKenzie | McKenzie | 36.1371 | -88.5077 | United States | US | USA | Tennessee |  | 5070 | 1840015346
McKinleyville, California, United States | McKinleyville | McKinleyville | 40.9488 | -124.0857 | United States | US | USA | California |  | 16612 | 1840017485
McKinney, Texas, United States | McKinney | McKinney | 33.2015 | -96.6669 | United States | US | USA | Texas |  | 258277 | 1840020657
McLean, Virginia, United States | McLean | McLean | 38.9436 | -77.1943 | United States | US | USA | Virginia |  | 47075 | 1840006018
McMasterville, Quebec, Canada | McMasterville | McMasterville | 45.55 | -73.2333 | Canada | CA | CAN | Quebec |  | 5615 | 1124000115
McMinns Lagoon, Northern Territory, Australia | McMinns Lagoon | McMinns Lagoon | -12.5329 | 131.05 | Australia | AU | AUS | Northern Territory |  | 5025 | 1036673821
McMinnville, Oregon, United States | McMinnville | McMinnville | 45.211 | -123.1918 | United States | US | USA | Oregon |  | 42062 | 1840019956
McMinnville, Tennessee, United States | McMinnville | McMinnville | 35.6863 | -85.7812 | United States | US | USA | Tennessee |  | 15570 | 1840015385
McNab/Braeside, Ontario, Canada | McNab/Braeside | McNab/Braeside | 45.45 | -76.5 | Canada | CA | CAN | Ontario |  | 7178 | 1124001458
McNair, Virginia, United States | McNair | McNair | 38.9513 | -77.4116 | United States | US | USA | Virginia |  | 20771 | 1840041794
McPherson, Kansas, United States | McPherson | McPherson | 38.3714 | -97.6605 | United States | US | USA | Kansas |  | 12989 | 1840001659
McRae-Helena, Georgia, United States | McRae-Helena | McRae-Helena | 32.0635 | -82.8968 | United States | US | USA | Georgia |  | 8277 | 1840043457
Mead, Washington, United States | Mead | Mead | 47.7795 | -117.35 | United States | US | USA | Washington |  | 6870 | 1840023786
Mead Valley, California, United States | Mead Valley | Mead Valley | 33.8333 | -117.2852 | United States | US | USA | California |  | 19925 | 1840028331
Meadow Lake, Saskatchewan, Canada | Meadow Lake | Meadow Lake | 54.1242 | -108.4358 | Canada | CA | CAN | Saskatchewan |  | 5344 | 1124434578
Meadow Lakes, Alaska, United States | Meadow Lakes | Meadow Lakes | 61.638 | -149.608 | United States | US | USA | Alaska |  | 7656 | 1840023681
Meadow Woods, Florida, United States | Meadow Woods | Meadow Woods | 28.3698 | -81.3467 | United States | US | USA | Florida |  | 36190 | 1840029057
Meadowbrook, Virginia, United States | Meadowbrook | Meadowbrook | 37.4301 | -77.474 | United States | US | USA | Virginia |  | 19532 | 1840024786
Meadowbrook, Alabama, United States | Meadowbrook | Meadowbrook | 33.3932 | -86.7041 | United States | US | USA | Alabama |  | 9387 | 1840027633
Meadville, Pennsylvania, United States | Meadville | Meadville | 41.6476 | -80.1468 | United States | US | USA | Pennsylvania |  | 22580 | 1840000558
Meaford, Ontario, Canada | Meaford | Meaford | 44.58 | -80.73 | Canada | CA | CAN | Ontario |  | 10991 | 1124445257
Measham, Leicestershire, United Kingdom | Measham | Measham | 52.7061 | -1.508 | United Kingdom | GB | GBR | Leicestershire |  | 5209 | 1826926544
Meaux, Île-de-France, France | Meaux | Meaux | 48.9603 | 2.8883 | France | FR | FRA | Île-de-France | minor | 54991 | 1250827686
Mebane, North Carolina, United States | Mebane | Mebane | 36.0857 | -79.2763 | United States | US | USA | North Carolina |  | 16262 | 1840015328
Mecca, Makkah al Mukarramah, Saudi Arabia | Mecca | Mecca | 21.4225 | 39.8261 | Saudi Arabia | SA | SAU | Makkah al Mukarramah | admin | 1700000 | 1682169241
Mecca, California, United States | Mecca | Mecca | 33.5767 | -116.0645 | United States | US | USA | California |  | 7174 | 1840019285
Mechanicsburg, Pennsylvania, United States | Mechanicsburg | Mechanicsburg | 40.2115 | -77.006 | United States | US | USA | Pennsylvania |  | 8990 | 1840001388
Mechanicstown, New York, United States | Mechanicstown | Mechanicstown | 41.4472 | -74.3914 | United States | US | USA | New York |  | 6957 | 1840004857
Mechanicsville, Virginia, United States | Mechanicsville | Mechanicsville | 37.6262 | -77.3561 | United States | US | USA | Virginia |  | 37501 | 1840006340
Mechanicville, New York, United States | Mechanicville | Mechanicville | 42.9037 | -73.6895 | United States | US | USA | New York |  | 5037 | 1840000368
Mechelen, Flanders, Belgium | Mechelen | Mechelen | 51.0281 | 4.4803 | Belgium | BE | BEL | Flanders | minor | 86921 | 1056687706
Mechernich, North Rhine-Westphalia, Germany | Mechernich | Mechernich | 50.6 | 6.65 | Germany | DE | DEU | North Rhine-Westphalia |  | 27598 | 1276281325
Meckenheim, North Rhine-Westphalia, Germany | Meckenheim | Meckenheim | 50.6333 | 7.0167 | Germany | DE | DEU | North Rhine-Westphalia |  | 24684 | 1276114705
Medan, Sumatera Utara, Indonesia | Medan | Medan | 3.6667 | 98.6667 | Indonesia | ID | IDN | Sumatera Utara | admin | 2210625 | 1360543171
Médéa, Médéa, Algeria | Médéa | Medea | 36.2675 | 2.75 | Algeria | DZ | DZA | Médéa | admin | 138355 | 1012758282
Medebach, North Rhine-Westphalia, Germany | Medebach | Medebach | 51.1972 | 8.7069 | Germany | DE | DEU | North Rhine-Westphalia |  | 8055 | 1276925254
Medellín, Antioquia, Colombia | Medellín | Medellin | 6.2447 | -75.5748 | Colombia | CO | COL | Antioquia | admin | 2529403 | 1170680389
Medenine, Médenine, Tunisia | Medenine | Medenine | 33.4 | 10.4167 | Tunisia | TN | TUN | Médenine | admin | 61705 | 1788240639
Medfield, Massachusetts, United States | Medfield | Medfield | 42.1848 | -71.305 | United States | US | USA | Massachusetts |  | 12748 | 1840053552
Medford, Oregon, United States | Medford | Medford | 42.3372 | -122.8537 | United States | US | USA | Oregon |  | 170876 | 1840020076
Medford, Massachusetts, United States | Medford | Medford | 42.4234 | -71.1087 | United States | US | USA | Massachusetts |  | 57341 | 1840000431
Medford, New York, United States | Medford | Medford | 40.822 | -72.9859 | United States | US | USA | New York |  | 24247 | 1840005043
Medford, New Jersey, United States | Medford | Medford | 39.8639 | -74.8231 | United States | US | USA | New Jersey |  | 23293 | 1840081614
Media, Pennsylvania, United States | Media | Media | 39.9198 | -75.3888 | United States | US | USA | Pennsylvania |  | 5682 | 1840000702
Medicine Hat, Alberta, Canada | Medicine Hat | Medicine Hat | 50.0417 | -110.6775 | Canada | CA | CAN | Alberta |  | 63260 | 1124303972
Medina, Al Madīnah al Munawwarah, Saudi Arabia | Medina | Medina | 24.4667 | 39.6 | Saudi Arabia | SA | SAU | Al Madīnah al Munawwarah | admin | 1180770 | 1682345785
Medina, Ohio, United States | Medina | Medina | 41.1358 | -81.8694 | United States | US | USA | Ohio |  | 25956 | 1840003486
Medina, New York, United States | Medina | Medina | 43.2197 | -78.3888 | United States | US | USA | New York |  | 7816 | 1840004264
Medina, Minnesota, United States | Medina | Medina | 45.0326 | -93.5834 | United States | US | USA | Minnesota |  | 6712 | 1840007827
Medina, Texas, United States | Medina | Medina | 26.929 | -99.2614 | United States | US | USA | Texas |  | 5296 | 1840136274
Medinīpur, West Bengal, India | Medinīpur | Medinipur | 22.4333 | 87.3333 | India | IN | IND | West Bengal |  | 169264 | 1356432910
Mednogorsk, Orenburgskaya Oblast’, Russia | Mednogorsk | Mednogorsk | 51.4221 | 57.5953 | Russia | RU | RUS | Orenburgskaya Oblast’ |  | 25272 | 1643650403
Medulla, Florida, United States | Medulla | Medulla | 27.957 | -81.9866 | United States | US | USA | Florida |  | 9679 | 1840014131
Medveđa, Medveđa, Serbia | Medveđa | Medveda | 42.8333 | 21.5833 | Serbia | RS | SRB | Medveđa | admin |  | 1688014462
Medvezhyegorsk, Kareliya, Russia | Medvezhyegorsk | Medvezhyegorsk | 62.9171 | 34.4569 | Russia | RU | RUS | Kareliya |  | 14340 | 1643392697
Medvode, Medvode, Slovenia | Medvode | Medvode | 46.1333 | 14.4333 | Slovenia | SI | SVN | Medvode | admin |  | 1705158152
Medway, Massachusetts, United States | Medway | Medway | 42.1535 | -71.4291 | United States | US | USA | Massachusetts |  | 13244 | 1840053674
Medyn, Kaluzhskaya Oblast’, Russia | Medyn | Medyn | 54.9667 | 35.8667 | Russia | RU | RUS | Kaluzhskaya Oblast’ |  | 8109 | 1643406194
Medzilaborce, Prešovský, Slovakia | Medzilaborce | Medzilaborce | 49.2717 | 21.9042 | Slovakia | SK | SVK | Prešovský | minor | 6612 | 1703717688
Meekatharra, Western Australia, Australia | Meekatharra | Meekatharra | -26.5931 | 118.4911 | Australia | AU | AUS | Western Australia |  | 708 | 1036608457
Meerane, Saxony, Germany | Meerane | Meerane | 50.8519 | 12.4636 | Germany | DE | DEU | Saxony |  | 14208 | 1276923420
Meerbusch, North Rhine-Westphalia, Germany | Meerbusch | Meerbusch | 51.2667 | 6.6667 | Germany | DE | DEU | North Rhine-Westphalia |  | 56189 | 1276882223
Meersburg, Baden-Württemberg, Germany | Meersburg | Meersburg | 47.6958 | 9.2708 | Germany | DE | DEU | Baden-Württemberg |  | 5944 | 1276526391
Meerut, Uttar Pradesh, India | Meerut | Meerut | 28.99 | 77.7 | India | IN | IND | Uttar Pradesh |  | 1305429 | 1356390476
Megalópoli, Peloponnísos, Greece | Megalópoli | Megalopoli | 37.4 | 22.1333 | Greece | GR | GRC | Peloponnísos | minor | 5748 | 1300870529
Mégara, Attikí, Greece | Mégara | Megara | 38 | 23.3333 | Greece | GR | GRC | Attikí | minor | 23456 | 1300371579
Meghraj, Gujarāt, India | Meghraj | Meghraj | 23.5 | 73.5 | India | IN | IND | Gujarāt |  | 11363 | 1356158185
Megion, Khanty-Mansiyskiy Avtonomnyy Okrug-Yugra, Russia | Megion | Megion | 61.0331 | 76.1097 | Russia | RU | RUS | Khanty-Mansiyskiy Avtonomnyy Okrug-Yugra |  | 48691 | 1643111689
Mehlville, Missouri, United States | Mehlville | Mehlville | 38.5018 | -90.3149 | United States | US | USA | Missouri |  | 28376 | 1840006120
Mehtar Lām, Laghmān, Afghanistan | Mehtar Lām | Mehtar Lam | 34.65 | 70.1833 | Afghanistan | AF | AFG | Laghmān | admin | 17345 | 1004590769
Meicheng, Anhui, China | Meicheng | Meicheng | 30.6412 | 116.5689 | China | CN | CHN | Anhui | minor | 500292 | 1156136207
Meïganga, Adamaoua, Cameroon | Meïganga | Meiganga | 6.5172 | 14.2947 | Cameroon | CM | CMR | Adamaoua |  | 80100 | 1120789508
Meihekou, Jilin, China | Meihekou | Meihekou | 42.5279 | 125.678 | China | CN | CHN | Jilin | minor | 618251 | 1156474288
Meilen, Zürich, Switzerland | Meilen | Meilen | 47.2703 | 8.6411 | Switzerland | CH | CHE | Zürich |  | 13999 | 1756411281
Meinerzhagen, North Rhine-Westphalia, Germany | Meinerzhagen | Meinerzhagen | 51.1061 | 7.6403 | Germany | DE | DEU | North Rhine-Westphalia |  | 20397 | 1276363054
Meiningen, Thuringia, Germany | Meiningen | Meiningen | 50.55 | 10.4167 | Germany | DE | DEU | Thuringia | minor | 24233 | 1276941916
Meishan, Sichuan, China | Meishan | Meishan | 30.0575 | 103.8381 | China | CN | CHN | Sichuan |  | 3020000 | 1156185501
Meishan, Henan, China | Meishan | Meishan | 34.1736 | 112.839 | China | CN | CHN | Henan | minor | 936000 | 1156023073
Meißen, Saxony, Germany | Meißen | Meissen | 51.1636 | 13.4775 | Germany | DE | DEU | Saxony | minor | 28044 | 1276054483
Meizhou, Guangdong, China | Meizhou | Meizhou | 24.2998 | 116.1191 | China | CN | CHN | Guangdong | minor | 4378800 | 1156361028
Mejillones, Antofagasta, Chile | Mejillones | Mejillones | -23.1 | -70.45 | Chile | CL | CHL | Antofagasta |  | 2041 | 1152559509
Mékambo, Ogooué-Ivindo, Gabon | Mékambo | Mekambo | 1.0171 | 13.9333 | Gabon | GA | GAB | Ogooué-Ivindo |  | 3170 | 1266553682
Mekele, Tigray, Ethiopia | Mekele | Mekele | 13.4833 | 39.4667 | Ethiopia | ET | ETH | Tigray | admin | 323700 | 1231468531
Meknès, Fès-Meknès, Morocco | Meknès | Meknes | 33.8833 | -5.55 | Morocco | MA | MAR | Fès-Meknès |  | 520428 | 1504333193
Melaka, Melaka, Malaysia | Melaka | Melaka | 2.1889 | 102.2511 | Malaysia | MY | MYS | Melaka | admin | 455300 | 1458467506
Melbourne, Victoria, Australia | Melbourne | Melbourne | -37.8136 | 144.9631 | Australia | AU | AUS | Victoria | admin | 5078193 | 1036533631
Melbourne, Florida, United States | Melbourne | Melbourne | 28.1085 | -80.6627 | United States | US | USA | Florida |  | 83029 | 1840015960
Melchor Ocampo, México, Mexico | Melchor Ocampo | Melchor Ocampo | 19.7083 | -99.1444 | Mexico | MX | MEX | México | minor | 37706 | 1484243108
Meldorf, Schleswig-Holstein, Germany | Meldorf | Meldorf | 54.0833 | 9.0667 | Germany | DE | DEU | Schleswig-Holstein |  | 7204 | 1276761814
Melekeok, Melekeok, Palau | Melekeok | Melekeok | 7.4874 | 134.6265 | Palau | PW | PLW | Melekeok |  | 7026 | 1585892017
Melena del Sur, Mayabeque, Cuba | Melena del Sur | Melena del Sur | 22.7814 | -82.1486 | Cuba | CU | CUB | Mayabeque | minor | 20646 | 1192175478
Melenki, Vladimirskaya Oblast’, Russia | Melenki | Melenki | 55.3333 | 41.6333 | Russia | RU | RUS | Vladimirskaya Oblast’ |  | 13789 | 1643886318
Meleuz, Bashkortostan, Russia | Meleuz | Meleuz | 52.9647 | 55.9328 | Russia | RU | RUS | Bashkortostan |  | 58004 | 1643373593
Melfort, Saskatchewan, Canada | Melfort | Melfort | 52.8564 | -104.61 | Canada | CA | CAN | Saskatchewan |  | 5992 | 1124817334
Melgaço, Viana do Castelo, Portugal | Melgaço | Melgaco | 42.1167 | -8.2667 | Portugal | PT | PRT | Viana do Castelo | minor | 9213 | 1620521790
Melissa, Texas, United States | Melissa | Melissa | 33.2891 | -96.5573 | United States | US | USA | Texas |  | 12117 | 1840020658
Melitopol’, Zaporiz’ka Oblast’, Ukraine | Melitopol’ | Melitopol' | 46.8333 | 35.3667 | Ukraine | UA | UKR | Zaporiz’ka Oblast’ | minor | 154992 | 1804906240
Melk, Niederösterreich, Austria | Melk | Melk | 48.2269 | 15.3439 | Austria | AT | AUT | Niederösterreich | minor | 5529 | 1040399784
Melksham, Wiltshire, United Kingdom | Melksham | Melksham | 51.371 | -2.138 | United Kingdom | GB | GBR | Wiltshire |  | 14677 | 1826642248
Melle, Lower Saxony, Germany | Melle | Melle | 52.2031 | 8.3361 | Germany | DE | DEU | Lower Saxony |  | 46493 | 1276489872
Mellieħa, Mellieħa, Malta | Mellieħa | Mellieha | 35.9564 | 14.3622 | Malta | MT | MLT | Mellieħa | admin |  | 1470660015
Mellrichstadt, Bavaria, Germany | Mellrichstadt | Mellrichstadt | 50.4278 | 10.3027 | Germany | DE | DEU | Bavaria |  | 5525 | 1276917684
Mělník, Středočeský Kraj, Czechia | Mělník | Melnik | 50.3506 | 14.4742 | Czechia | CZ | CZE | Středočeský Kraj |  | 19559 | 1203735988
Melo, Cerro Largo, Uruguay | Melo | Melo | -32.3595 | -54.18 | Uruguay | UY | URY | Cerro Largo | admin | 55494 | 1858600801
Melrose, Massachusetts, United States | Melrose | Melrose | 42.4556 | -71.059 | United States | US | USA | Massachusetts |  | 28016 | 1840000432
Melrose Park, Illinois, United States | Melrose Park | Melrose Park | 41.9029 | -87.8642 | United States | US | USA | Illinois |  | 24703 | 1840011296
Melsungen, Hesse, Germany | Melsungen | Melsungen | 51.1333 | 9.55 | Germany | DE | DEU | Hesse |  | 13659 | 1276369572
Meltham, Kirklees, United Kingdom | Meltham | Meltham | 53.592 | -1.85 | United Kingdom | GB | GBR | Kirklees |  | 8534 | 1826260567
Melton, Victoria, Australia | Melton | Melton | -37.6833 | 144.5833 | Australia | AU | AUS | Victoria |  | 8069 | 1036007778
Melton Mowbray, Leicestershire, United Kingdom | Melton Mowbray | Melton Mowbray | 52.7661 | -0.886 | United Kingdom | GB | GBR | Leicestershire |  | 27158 | 1826081366
Melun, Île-de-France, France | Melun | Melun | 48.5406 | 2.66 | France | FR | FRA | Île-de-France | minor | 40032 | 1250913458
Melut, Upper Nile, South Sudan | Melut | Melut | 10.4404 | 32.2015 | South Sudan | SS | SSD | Upper Nile |  | 6407 | 1728493346
Melville, New York, United States | Melville | Melville | 40.7823 | -73.4088 | United States | US | USA | New York |  | 17872 | 1840005044
Melvindale, Michigan, United States | Melvindale | Melvindale | 42.2802 | -83.1782 | United States | US | USA | Michigan |  | 10248 | 1840003986
Memmingen, Bavaria, Germany | Memmingen | Memmingen | 47.9878 | 10.1811 | Germany | DE | DEU | Bavaria | minor | 43837 | 1276229376
Memphis, Tennessee, United States | Memphis | Memphis | 35.1046 | -89.9773 | United States | US | USA | Tennessee |  | 1066967 | 1840015457
Memphis, Florida, United States | Memphis | Memphis | 27.5435 | -82.5607 | United States | US | USA | Florida |  | 8788 | 1840014172
Memuro-minami, Hokkaidō, Japan | Memuro-minami | Memuro-minami | 42.9119 | 143.0508 | Japan | JP | JPN | Hokkaidō |  | 18497 | 1392837636
Mena, Chernihivs’ka Oblast’, Ukraine | Mena | Mena | 51.5167 | 32.2167 | Ukraine | UA | UKR | Chernihivs’ka Oblast’ | minor | 11670 | 1804891578
Mena, Arkansas, United States | Mena | Mena | 34.5812 | -94.2369 | United States | US | USA | Arkansas |  | 5261 | 1840015549
Ménaka, Gao, Mali | Ménaka | Menaka | 15.9167 | 2.4 | Mali | ML | MLI | Gao | minor | 9110 | 1466373205
Menasha, Wisconsin, United States | Menasha | Menasha | 44.2124 | -88.4272 | United States | US | USA | Wisconsin |  | 17873 | 1840002243
Mendefera, Debub, Eritrea | Mendefera | Mendefera | 14.8833 | 38.8167 | Eritrea | ER | ERI | Debub | admin | 28492 | 1232751882
Mendeleyevsk, Tatarstan, Russia | Mendeleyevsk | Mendeleyevsk | 55.9 | 52.3167 | Russia | RU | RUS | Tatarstan |  | 22336 | 1643860674
Menderes, İzmir, Turkey | Menderes | Menderes | 38.254 | 27.134 | Turkey | TR | TUR | İzmir | minor | 93796 | 1792033881
Mendham, New Jersey, United States | Mendham | Mendham | 40.7828 | -74.5943 | United States | US | USA | New Jersey |  | 5792 | 1840003575
Mendi, Southern Highlands, Papua New Guinea | Mendi | Mendi | -6.1478 | 143.6572 | Papua New Guinea | PG | PNG | Southern Highlands | admin | 26252 | 1598467297
Mendig, Rhineland-Palatinate, Germany | Mendig | Mendig | 50.3744 | 7.2808 | Germany | DE | DEU | Rhineland-Palatinate |  | 8895 | 1276853202
Mendon, New York, United States | Mendon | Mendon | 42.9859 | -77.5479 | United States | US | USA | New York |  | 9197 | 1840058299
Mendon, Massachusetts, United States | Mendon | Mendon | 42.093 | -71.5515 | United States | US | USA | Massachusetts |  | 6068 | 1840053593
Mendota, California, United States | Mendota | Mendota | 36.7555 | -120.3776 | United States | US | USA | California |  | 11716 | 1840020321
Mendota, Illinois, United States | Mendota | Mendota | 41.5553 | -89.1042 | United States | US | USA | Illinois |  | 6826 | 1840008199
Mendota Heights, Minnesota, United States | Mendota Heights | Mendota Heights | 44.8815 | -93.14 | United States | US | USA | Minnesota |  | 11343 | 1840007855
Mendoza, Mendoza, Argentina | Mendoza | Mendoza | -32.8833 | -68.8333 | Argentina | AR | ARG | Mendoza | admin | 114822 | 1032433516
Mendrisio, Ticino, Switzerland | Mendrisio | Mendrisio | 45.8667 | 8.9833 | Switzerland | CH | CHE | Ticino |  | 14942 | 1756337416
Menemen, İzmir, Turkey | Menemen | Menemen | 38.6 | 27.0667 | Turkey | TR | TUR | İzmir | minor | 174564 | 1792699814
Menen, Flanders, Belgium | Menen | Menen | 50.7956 | 3.1217 | Belgium | BE | BEL | Flanders |  | 33190 | 1056841514
Mengen, Baden-Württemberg, Germany | Mengen | Mengen | 48.0497 | 9.33 | Germany | DE | DEU | Baden-Württemberg |  | 9896 | 1276073963
Mengeš, Mengeš, Slovenia | Mengeš | Menges | 46.1669 | 14.575 | Slovenia | SI | SVN | Mengeš | admin |  | 1705274788
Menifee, California, United States | Menifee | Menifee | 33.6909 | -117.1849 | United States | US | USA | California |  | 94756 | 1840022903
Meningie, South Australia, Australia | Meningie | Meningie | -35.6883 | 139.338 | Australia | AU | AUS | South Australia |  | 1118 | 1036445634
Menkerya, Sakha (Yakutiya), Russia | Menkerya | Menkerya | 67.9886 | 123.3505 | Russia | RU | RUS | Sakha (Yakutiya) |  | 10 | 1643637503
Menlo Park, California, United States | Menlo Park | Menlo Park | 37.4686 | -122.1672 | United States | US | USA | California |  | 34698 | 1840020305
Menominee, Michigan, United States | Menominee | Menominee | 45.122 | -87.6234 | United States | US | USA | Michigan |  | 8029 | 1840002006
Menomonee Falls, Wisconsin, United States | Menomonee Falls | Menomonee Falls | 43.1487 | -88.1227 | United States | US | USA | Wisconsin |  | 38014 | 1840003020
Menomonie, Wisconsin, United States | Menomonie | Menomonie | 44.8893 | -91.9084 | United States | US | USA | Wisconsin |  | 18159 | 1840037988
Menongue, Kuando Kubango, Angola | Menongue | Menongue | -14.6666 | 17.7 | Angola | AO | AGO | Kuando Kubango | admin | 13030 | 1024725650
Menton, Provence-Alpes-Côte d’Azur, France | Menton | Menton | 43.775 | 7.5 | France | FR | FRA | Provence-Alpes-Côte d’Azur |  | 28958 | 1250391575
Mentone, California, United States | Mentone | Mentone | 34.0609 | -117.1108 | United States | US | USA | California |  | 9847 | 1840019109
Mentor, Ohio, United States | Mentor | Mentor | 41.6895 | -81.3361 | United States | US | USA | Ohio |  | 47262 | 1840000539
Mentor-on-the-Lake, Ohio, United States | Mentor-on-the-Lake | Mentor-on-the-Lake | 41.7135 | -81.365 | United States | US | USA | Ohio |  | 7390 | 1840034156
Menzelinsk, Tatarstan, Russia | Menzelinsk | Menzelinsk | 55.7167 | 53.0833 | Russia | RU | RUS | Tatarstan |  | 17055 | 1643750653
Meopham, Kent, United Kingdom | Meopham | Meopham | 51.364 | 0.36 | United Kingdom | GB | GBR | Kent |  | 6722 | 1826768782
Meoqui, Chihuahua, Mexico | Meoqui | Meoqui | 28.2722 | -105.4819 | Mexico | MX | MEX | Chihuahua | minor | 22574 | 1484867296
Meppen, Lower Saxony, Germany | Meppen | Meppen | 52.6906 | 7.291 | Germany | DE | DEU | Lower Saxony | minor | 35373 | 1276180771
Mequon, Wisconsin, United States | Mequon | Mequon | 43.2352 | -87.9838 | United States | US | USA | Wisconsin |  | 24382 | 1840037989
Merauke, Papua, Indonesia | Merauke | Merauke | -8.4932 | 140.4018 | Indonesia | ID | IDN | Papua | minor | 34412 | 1360904439
Meraux, Louisiana, United States | Meraux | Meraux | 29.9284 | -89.9179 | United States | US | USA | Louisiana |  | 7296 | 1840014003
Merced, California, United States | Merced | Merced | 37.3057 | -120.4778 | United States | US | USA | California |  | 145149 | 1840020313
Mercedes, Soriano, Uruguay | Mercedes | Mercedes | -33.25 | -58.0319 | Uruguay | UY | URY | Soriano | admin | 41974 | 1858182538
Mercedes, Buenos Aires, Argentina | Mercedes | Mercedes | -34.65 | -59.4333 | Argentina | AR | ARG | Buenos Aires | minor | 52949 | 1032994289
Mercedes, Corrientes, Argentina | Mercedes | Mercedes | -29.2 | -58.0833 | Argentina | AR | ARG | Corrientes | minor | 30649 | 1032972413
Mercedes, Texas, United States | Mercedes | Mercedes | 26.1533 | -97.9129 | United States | US | USA | Texas |  | 16604 | 1840021025
Mercer Island, Washington, United States | Mercer Island | Mercer Island | 47.5661 | -122.232 | United States | US | USA | Washington |  | 25894 | 1840019830
Mercerville, New Jersey, United States | Mercerville | Mercerville | 40.236 | -74.6916 | United States | US | USA | New Jersey |  | 12574 | 1840033344
Mercier, Quebec, Canada | Mercier | Mercier | 45.32 | -73.75 | Canada | CA | CAN | Quebec |  | 13115 | 1124186621
Meredith, New Hampshire, United States | Meredith | Meredith | 43.6301 | -71.5018 | United States | US | USA | New Hampshire |  | 6369 | 1840055178
Mereeg, Galguduud, Somalia | Mereeg | Mereeg | 3.7666 | 47.3 | Somalia | SO | SOM | Galguduud |  | 548 | 1706308443
Mérida, Yucatán, Mexico | Mérida | Merida | 20.97 | -89.62 | Mexico | MX | MEX | Yucatán | admin | 892363 | 1484396779
Mérida, Mérida, Venezuela | Mérida | Merida | 8.5833 | -71.1333 | Venezuela | VE | VEN | Mérida | admin | 300000 | 1862668122
Mérida, Extremadura, Spain | Mérida | Merida | 38.9158 | -6.3333 | Spain | ES | ESP | Extremadura | admin | 59335 | 1724941889
Meriden, Connecticut, United States | Meriden | Meriden | 41.5367 | -72.7944 | United States | US | USA | Connecticut |  | 59395 | 1840004848
Meridian, Idaho, United States | Meridian | Meridian | 43.6112 | -116.3968 | United States | US | USA | Idaho |  | 114161 | 1840020046
Meridian, Mississippi, United States | Meridian | Meridian | 32.3846 | -88.6896 | United States | US | USA | Mississippi |  | 36686 | 1840014891
Meridianville, Alabama, United States | Meridianville | Meridianville | 34.8729 | -86.5722 | United States | US | USA | Alabama |  | 6609 | 1840013546
Mérignac, Nouvelle-Aquitaine, France | Mérignac | Merignac | 44.8386 | -0.6436 | France | FR | FRA | Nouvelle-Aquitaine |  | 70105 | 1250010536
Merimbula, New South Wales, Australia | Merimbula | Merimbula | -36.8983 | 149.9011 | Australia | AU | AUS | New South Wales |  | 3544 | 1036933197
Merlo, Buenos Aires, Argentina | Merlo | Merlo | -34.6653 | -58.7275 | Argentina | AR | ARG | Buenos Aires | minor | 244168 | 1032232613
Merošina, Merošina, Serbia | Merošina | Merosina | 43.2813 | 21.7218 | Serbia | RS | SRB | Merošina | admin |  | 1688733340
Merredin, Western Australia, Australia | Merredin | Merredin | -31.482 | 118.279 | Australia | AU | AUS | Western Australia |  | 2850 | 1036578320
Merriam, Kansas, United States | Merriam | Merriam | 39.0186 | -94.6933 | United States | US | USA | Kansas |  | 11081 | 1840003830
Merrick, New York, United States | Merrick | Merrick | 40.6515 | -73.5535 | United States | US | USA | New York |  | 19966 | 1840005238
Merrifield, Virginia, United States | Merrifield | Merrifield | 38.8731 | -77.2426 | United States | US | USA | Virginia |  | 17789 | 1840006019
Merrill, Wisconsin, United States | Merrill | Merrill | 45.182 | -89.6995 | United States | US | USA | Wisconsin |  | 9630 | 1840001562
Merrillville, Indiana, United States | Merrillville | Merrillville | 41.4728 | -87.3197 | United States | US | USA | Indiana |  | 34792 | 1840009261
Merrimac, New South Wales, Australia | Merrimac | Merrimac | -28.05 | 153.3667 | Australia | AU | AUS | New South Wales |  | 7071 | 1036000674
Merrimac, Massachusetts, United States | Merrimac | Merrimac | 42.8386 | -71.0119 | United States | US | USA | Massachusetts |  | 6839 | 1840053533
Merrimack, New Hampshire, United States | Merrimack | Merrimack | 42.8547 | -71.5188 | United States | US | USA | New Hampshire |  | 25815 | 1840080351
Merritt, British Columbia, Canada | Merritt | Merritt | 50.1128 | -120.7897 | Canada | CA | CAN | British Columbia |  | 7139 | 1124550302
Merritt Island, Florida, United States | Merritt Island | Merritt Island | 28.3146 | -80.6713 | United States | US | USA | Florida |  | 36797 | 1840014076
Merrow, Surrey, United Kingdom | Merrow | Merrow | 51.2463 | -0.5279 | United Kingdom | GB | GBR | Surrey |  | 8036 | 1826431473
Merrydale, Louisiana, United States | Merrydale | Merrydale | 30.4998 | -91.1081 | United States | US | USA | Louisiana |  | 8808 | 1840013940
Mersch, Mersch, Luxembourg | Mersch | Mersch | 49.7489 | 6.1061 | Luxembourg | LU | LUX | Mersch | admin |  | 1442283324
Merseburg, Saxony-Anhalt, Germany | Merseburg | Merseburg | 51.3544 | 11.9928 | Germany | DE | DEU | Saxony-Anhalt | minor | 34080 | 1276735436
Mersin, Mersin, Turkey | Mersin | Mersin | 36.8 | 34.6167 | Turkey | TR | TUR | Mersin | admin | 1814468 | 1792520282
Mērsrags, Mērsraga Novads, Latvia | Mērsrags | Mersrags | 57.3364 | 23.1235 | Latvia | LV | LVA | Mērsraga Novads | admin |  | 1428954276
Merstham, Surrey, United Kingdom | Merstham | Merstham | 51.264 | -0.153 | United Kingdom | GB | GBR | Surrey |  | 8123 | 1826933392
Merthyr Tudful, Merthyr Tydfil, United Kingdom | Merthyr Tudful | Merthyr Tudful | 51.743 | -3.378 | United Kingdom | GB | GBR | Merthyr Tydfil |  | 43820 | 1826737367
Mértola, Beja, Portugal | Mértola | Mertola | 37.6333 | -7.65 | Portugal | PT | PRT | Beja | minor | 7274 | 1620362252
Meru, Meru, Kenya | Meru | Meru | 0.05 | 37.65 | Kenya | KE | KEN | Meru | admin | 1833000 | 1404588252
Merzig, Saarland, Germany | Merzig | Merzig | 49.4471 | 6.6312 | Germany | DE | DEU | Saarland | minor | 29745 | 1276524998
Mesa, Arizona, United States | Mesa | Mesa | 33.4017 | -111.718 | United States | US | USA | Arizona |  | 518012 | 1840020566
Meschede, North Rhine-Westphalia, Germany | Meschede | Meschede | 51.3503 | 8.2836 | Germany | DE | DEU | North Rhine-Westphalia | minor | 29921 | 1276139753
Mesquite, Texas, United States | Mesquite | Mesquite | 32.7623 | -96.5889 | United States | US | USA | Texas |  | 140937 | 1840020713
Mesquite, Nevada, United States | Mesquite | Mesquite | 36.8035 | -114.1325 | United States | US | USA | Nevada |  | 18445 | 1840020362
Messancy, Wallonia, Belgium | Messancy | Messancy | 49.595 | 5.8183 | Belgium | BE | BEL | Wallonia |  | 8185 | 1056874547
Messina, Sicilia, Italy | Messina | Messina | 38.1833 | 15.55 | Italy | IT | ITA | Sicilia | minor | 236962 | 1380622386
Messíni, Peloponnísos, Greece | Messíni | Messini | 37.05 | 22 | Greece | GR | GRC | Peloponnísos | minor | 6065 | 1300524059
Meßkirch, Baden-Württemberg, Germany | Meßkirch | Messkirch | 47.9928 | 9.1125 | Germany | DE | DEU | Baden-Württemberg |  | 8418 | 1276541566
Meßstetten, Baden-Württemberg, Germany | Meßstetten | Messstetten | 48.1806 | 8.9625 | Germany | DE | DEU | Baden-Württemberg |  | 10653 | 1276150050
Metairie, Louisiana, United States | Metairie | Metairie | 29.9977 | -90.178 | United States | US | USA | Louisiana |  | 143481 | 1840013994
Metepec, Morelos, Mexico | Metepec | Metepec | 19.2511 | -99.6047 | Mexico | MX | MEX | Morelos | minor | 206005 | 1484782768
Methil, Fife, United Kingdom | Methil | Methil | 56.1844 | -3.0223 | United Kingdom | GB | GBR | Fife |  | 10800 | 1826468854
Methuen Town, Massachusetts, United States | Methuen Town | Methuen Town | 42.734 | -71.1889 | United States | US | USA | Massachusetts |  | 50706 | 1840031195
Metlika, Metlika, Slovenia | Metlika | Metlika | 45.6472 | 15.3142 | Slovenia | SI | SVN | Metlika | admin |  | 1705008169
Metpalli, Telangana, India | Metpalli | Metpalli | 18.8297 | 78.5878 | India | IN | IND | Telangana |  | 50902 | 1356583037
Metro, Lampung, Indonesia | Metro | Metro | -5.1167 | 105.3 | Indonesia | ID | IDN | Lampung |  | 161799 | 1360659228
Metropolis, Illinois, United States | Metropolis | Metropolis | 37.1565 | -88.7083 | United States | US | USA | Illinois |  | 6008 | 1840008773
Mettmann, North Rhine-Westphalia, Germany | Mettmann | Mettmann | 51.25 | 6.9667 | Germany | DE | DEU | North Rhine-Westphalia | minor | 38829 | 1276000749
Metuchen, New Jersey, United States | Metuchen | Metuchen | 40.5424 | -74.3628 | United States | US | USA | New Jersey |  | 14543 | 1840003633
Metz, Grand Est, France | Metz | Metz | 49.1203 | 6.1778 | France | FR | FRA | Grand Est | minor | 391187 | 1250778717
Metzingen, Baden-Württemberg, Germany | Metzingen | Metzingen | 48.5367 | 9.2858 | Germany | DE | DEU | Baden-Württemberg |  | 22046 | 1276043043
Metztitlán, Hidalgo, Mexico | Metztitlán | Metztitlan | 20.6 | -98.7667 | Mexico | MX | MEX | Hidalgo |  | 20123 | 1484604938
Meudon, Île-de-France, France | Meudon | Meudon | 48.8123 | 2.2382 | France | FR | FRA | Île-de-France |  | 45352 | 1250863022
Meuselwitz, Thuringia, Germany | Meuselwitz | Meuselwitz | 51.05 | 12.3 | Germany | DE | DEU | Thuringia |  | 10065 | 1276499309
Mexborough, Doncaster, United Kingdom | Mexborough | Mexborough | 53.4992 | -1.283 | United Kingdom | GB | GBR | Doncaster |  | 15244 | 1826750525
Mexia, Texas, United States | Mexia | Mexia | 31.6809 | -96.4833 | United States | US | USA | Texas |  | 6792 | 1840020822
Mexicali, Baja California, Mexico | Mexicali | Mexicali | 32.6633 | -115.4678 | Mexico | MX | MEX | Baja California | admin | 1102342 | 1484788702
Mexicaltzingo, México, Mexico | Mexicaltzingo | Mexicaltzingo | 19.2092 | -99.5858 | Mexico | MX | MEX | México | minor | 10161 | 1484468778
Mexico, Missouri, United States | Mexico | Mexico | 39.1625 | -91.8711 | United States | US | USA | Missouri |  | 11330 | 1840008515
Mexico, New York, United States | Mexico | Mexico | 43.4549 | -76.205 | United States | US | USA | New York |  | 5107 | 1840004191
Mexico City, Ciudad de México, Mexico | Mexico City | Mexico City | 19.4333 | -99.1333 | Mexico | MX | MEX | Ciudad de México | primary | 20996000 | 1484247881
Meycauayan, Bulacan, Philippines | Meycauayan | Meycauayan | 14.7333 | 120.95 | Philippines | PH | PHL | Bulacan |  | 209083 | 1608553352
Meymeh, Eşfahān, Iran | Meymeh | Meymeh | 33.4461 | 51.1681 | Iran | IR | IRN | Eşfahān |  | 5733 | 1364218666
Meyrin, Genève, Switzerland | Meyrin | Meyrin | 46.2322 | 6.0791 | Switzerland | CH | CHE | Genève |  | 24144 | 1756962454
Meyzieu, Auvergne-Rhône-Alpes, France | Meyzieu | Meyzieu | 45.7667 | 5.0036 | France | FR | FRA | Auvergne-Rhône-Alpes |  | 33477 | 1250340917
Mezdra, Vratsa, Bulgaria | Mezdra | Mezdra | 43.1425 | 23.7142 | Bulgaria | BG | BGR | Vratsa |  | 11719 | 1100715931
Mezen, Arkhangel’skaya Oblast’, Russia | Mezen | Mezen | 65.85 | 44.2333 | Russia | RU | RUS | Arkhangel’skaya Oblast’ |  | 3267 | 1643928515
Mezhdurechensk, Kemerovskaya Oblast’, Russia | Mezhdurechensk | Mezhdurechensk | 53.6833 | 88.05 | Russia | RU | RUS | Kemerovskaya Oblast’ |  | 97060 | 1643201199
Mežica, Mežica, Slovenia | Mežica | Mezica | 46.5206 | 14.8536 | Slovenia | SI | SVN | Mežica | admin |  | 1705607524
Mezőberény, Békés, Hungary | Mezőberény | Mezobereny | 46.8256 | 21.0289 | Hungary | HU | HUN | Békés |  | 9809 | 1348124079
Mezőcsát, Borsod-Abaúj-Zemplén, Hungary | Mezőcsát | Mezocsat | 47.8233 | 20.9028 | Hungary | HU | HUN | Borsod-Abaúj-Zemplén | minor | 5661 | 1348108060
Mezőkovácsháza, Békés, Hungary | Mezőkovácsháza | Mezokovacshaza | 46.4119 | 20.9108 | Hungary | HU | HUN | Békés | minor | 5787 | 1348993252
Mezőkövesd, Borsod-Abaúj-Zemplén, Hungary | Mezőkövesd | Mezokovesd | 47.8067 | 20.5647 | Hungary | HU | HUN | Borsod-Abaúj-Zemplén | minor | 16107 | 1348265393
Mezőtúr, Jász-Nagykun-Szolnok, Hungary | Mezőtúr | Mezotur | 47.0042 | 20.6181 | Hungary | HU | HUN | Jász-Nagykun-Szolnok | minor | 16086 | 1348445088
Mglin, Bryanskaya Oblast’, Russia | Mglin | Mglin | 53.0611 | 32.8483 | Russia | RU | RUS | Bryanskaya Oblast’ |  | 7578 | 1643364663
Mhlume, Lubombo, Swaziland | Mhlume | Mhlume | -26.0333 | 31.85 | Swaziland | SZ | SWZ | Lubombo |  | 7761 | 1748701026
Miahuatlán de Porfirio Díaz, Oaxaca, Mexico | Miahuatlán de Porfirio Díaz | Miahuatlan de Porfirio Diaz | 16.33 | -96.6 | Mexico | MX | MEX | Oaxaca | minor | 17632 | 1484776246
Miajadas, Extremadura, Spain | Miajadas | Miajadas | 39.1528 | -5.9081 | Spain | ES | ESP | Extremadura |  | 9607 | 1724704147
Miami, Florida, United States | Miami | Miami | 25.7839 | -80.2102 | United States | US | USA | Florida |  | 6445545 | 1840015149
Miami, Oklahoma, United States | Miami | Miami | 36.8877 | -94.8718 | United States | US | USA | Oklahoma |  | 15571 | 1840020346
Miami Beach, Florida, United States | Miami Beach | Miami Beach | 25.8171 | -80.1396 | United States | US | USA | Florida |  | 88885 | 1840015150
Miami Gardens, Florida, United States | Miami Gardens | Miami Gardens | 25.9433 | -80.2426 | United States | US | USA | Florida |  | 110001 | 1840015151
Miami Lakes, Florida, United States | Miami Lakes | Miami Lakes | 25.9125 | -80.3214 | United States | US | USA | Florida |  | 31367 | 1840017275
Miami Shores, Florida, United States | Miami Shores | Miami Shores | 25.867 | -80.1779 | United States | US | USA | Florida |  | 10365 | 1840018334
Miami Springs, Florida, United States | Miami Springs | Miami Springs | 25.8195 | -80.2894 | United States | US | USA | Florida |  | 13917 | 1840015152
Miamisburg, Ohio, United States | Miamisburg | Miamisburg | 39.6323 | -84.2725 | United States | US | USA | Ohio |  | 20143 | 1840008436
Mian Channun, Punjab, Pakistan | Mian Channun | Mian Channun | 30.4397 | 72.3544 | Pakistan | PK | PAK | Punjab |  | 82586 | 1586864091
Mīāndasht, Eşfahān, Iran | Mīāndasht | Miandasht | 33.0736 | 50.1647 | Iran | IR | IRN | Eşfahān |  | 9933 | 1364540083
Miandrivazo, Toliara, Madagascar | Miandrivazo | Miandrivazo | -19.5162 | 45.4666 | Madagascar | MG | MDG | Toliara |  | 20631 | 1450332104
Mianwali, Punjab, Pakistan | Mianwali | Mianwali | 32.5853 | 71.5436 | Pakistan | PK | PAK | Punjab | minor | 95007 | 1586006907
Mianyang, Sichuan, China | Mianyang | Mianyang | 31.4669 | 104.7385 | China | CN | CHN | Sichuan | minor | 4945000 | 1156417758
Miaoli, Miaoli, Taiwan | Miaoli | Miaoli | 24.57 | 120.82 | Taiwan | TW | TWN | Miaoli | admin | 90963 | 1158446494
Miass, Chelyabinskaya Oblast’, Russia | Miass | Miass | 55.05 | 60.1 | Russia | RU | RUS | Chelyabinskaya Oblast’ |  | 151856 | 1643043679
Miastko, Pomorskie, Poland | Miastko | Miastko | 54 | 16.9833 | Poland | PL | POL | Pomorskie |  | 11123 | 1616803904
Mibu, Tochigi, Japan | Mibu | Mibu | 36.4272 | 139.8039 | Japan | JP | JPN | Tochigi |  | 39454 | 1392551265
Micco, Florida, United States | Micco | Micco | 27.8683 | -80.51 | United States | US | USA | Florida |  | 8956 | 1840014077
Michalovce, Košický, Slovakia | Michalovce | Michalovce | 48.7575 | 21.9183 | Slovakia | SK | SVK | Košický | minor | 39151 | 1703150232
Michelstadt, Hesse, Germany | Michelstadt | Michelstadt | 49.6786 | 9.0042 | Germany | DE | DEU | Hesse |  | 16151 | 1276024719
Michigan City, Indiana, United States | Michigan City | Michigan City | 41.7099 | -86.8705 | United States | US | USA | Indiana |  | 65058 | 1840013869
Michurinsk, Tambovskaya Oblast’, Russia | Michurinsk | Michurinsk | 52.8922 | 40.4928 | Russia | RU | RUS | Tambovskaya Oblast’ |  | 93330 | 1643419559
Mickleover, Derby, United Kingdom | Mickleover | Mickleover | 52.901 | -1.552 | United Kingdom | GB | GBR | Derby |  | 18000 | 1826627574
Middelburg, Mpumalanga, South Africa | Middelburg | Middelburg | -25.7684 | 29.4783 | South Africa | ZA | ZAF | Mpumalanga |  | 154706 | 1710495632
Middelburg, Zeeland, Netherlands | Middelburg | Middelburg | 51.502 | 3.61 | Netherlands | NL | NLD | Zeeland | admin | 46485 | 1528241984
Middelburg, Eastern Cape, South Africa | Middelburg | Middelburg | -31.4939 | 25.0172 | South Africa | ZA | ZAF | Eastern Cape |  | 18164 | 1710010705
Middle, New Jersey, United States | Middle | Middle | 39.0851 | -74.8336 | United States | US | USA | New Jersey |  | 18492 | 1840081576
Middle Island, New York, United States | Middle Island | Middle Island | 40.8857 | -72.9454 | United States | US | USA | New York |  | 10216 | 1840005045
Middle Paxton, Pennsylvania, United States | Middle Paxton | Middle Paxton | 40.3934 | -76.8753 | United States | US | USA | Pennsylvania |  | 5067 | 1840149540
Middle River, Maryland, United States | Middle River | Middle River | 39.3345 | -76.4318 | United States | US | USA | Maryland |  | 25346 | 1840005682
Middle Smithfield, Pennsylvania, United States | Middle Smithfield | Middle Smithfield | 41.0918 | -75.1031 | United States | US | USA | Pennsylvania |  | 15753 | 1840150869
Middle Valley, Tennessee, United States | Middle Valley | Middle Valley | 35.1877 | -85.1958 | United States | US | USA | Tennessee |  | 12097 | 1840013450
Middleborough, Massachusetts, United States | Middleborough | Middleborough | 41.8803 | -70.8745 | United States | US | USA | Massachusetts |  | 24505 | 1840070288
Middleborough Center, Massachusetts, United States | Middleborough Center | Middleborough Center | 41.8945 | -70.926 | United States | US | USA | Massachusetts |  | 7333 | 1840073513
Middleburg, Florida, United States | Middleburg | Middleburg | 30.0502 | -81.9011 | United States | US | USA | Florida |  | 13431 | 1840013998
Middleburg Heights, Ohio, United States | Middleburg Heights | Middleburg Heights | 41.3695 | -81.8151 | United States | US | USA | Ohio |  | 15432 | 1840000614
Middlebury, Vermont, United States | Middlebury | Middlebury | 44.0043 | -73.1223 | United States | US | USA | Vermont |  | 8600 | 1840070864
Middlebury, Connecticut, United States | Middlebury | Middlebury | 41.5271 | -73.1228 | United States | US | USA | Connecticut |  | 7661 | 1840035388
Middleport, Ohio, United States | Middleport | Middleport | 38.9948 | -82.0643 | United States | US | USA | Ohio |  | 8145 | 1840012749
Middlesborough, Kentucky, United States | Middlesborough | Middlesborough | 36.6127 | -83.7227 | United States | US | USA | Kentucky |  | 13475 | 1840036079
Middlesbrough, Redcar and Cleveland, United Kingdom | Middlesbrough | Middlesbrough | 54.5767 | -1.2355 | United Kingdom | GB | GBR | Redcar and Cleveland |  | 174700 | 1826407067
Middlesex, New Jersey, United States | Middlesex | Middlesex | 40.5744 | -74.5011 | United States | US | USA | New Jersey |  | 13679 | 1840001337
Middlesex, Pennsylvania, United States | Middlesex | Middlesex | 40.2502 | -77.1356 | United States | US | USA | Pennsylvania |  | 7373 | 1840100367
Middlesex Centre, Ontario, Canada | Middlesex Centre | Middlesex Centre | 43.05 | -81.45 | Canada | CA | CAN | Ontario |  | 17262 | 1124001841
Middleton, Rochdale, United Kingdom | Middleton | Middleton | 53.555 | -2.187 | United Kingdom | GB | GBR | Rochdale |  | 42972 | 1826160201
Middleton, Wisconsin, United States | Middleton | Middleton | 43.1065 | -89.5058 | United States | US | USA | Wisconsin |  | 20034 | 1840002919
Middleton, Massachusetts, United States | Middleton | Middleton | 42.6043 | -71.0164 | United States | US | USA | Massachusetts |  | 9779 | 1840053534
Middleton, Idaho, United States | Middleton | Middleton | 43.7114 | -116.6155 | United States | US | USA | Idaho |  | 8466 | 1840020040
Middleton-on-Sea, West Sussex, United Kingdom | Middleton-on-Sea | Middleton-on-Sea | 50.7949 | -0.6197 | United Kingdom | GB | GBR | West Sussex |  | 5077 | 1826296040
Middletown, New York, United States | Middletown | Middletown | 41.4459 | -74.4236 | United States | US | USA | New York |  | 58592 | 1840000585
Middletown, Ohio, United States | Middletown | Middletown | 39.5032 | -84.366 | United States | US | USA | Ohio |  | 97730 | 1840003804
Middletown, New Jersey, United States | Middletown | Middletown | 40.3893 | -74.082 | United States | US | USA | New Jersey |  | 65475 | 1840081835
Middletown, Connecticut, United States | Middletown | Middletown | 41.5476 | -72.6549 | United States | US | USA | Connecticut |  | 46258 | 1840004844
Middletown, Delaware, United States | Middletown | Middletown | 39.4453 | -75.7166 | United States | US | USA | Delaware |  | 35695 | 1840005581
Middletown, Rhode Island, United States | Middletown | Middletown | 41.5174 | -71.2772 | United States | US | USA | Rhode Island |  | 16078 | 1840066121
Middletown, Pennsylvania, United States | Middletown | Middletown | 40.201 | -76.7289 | United States | US | USA | Pennsylvania |  | 9594 | 1840001291
Middletown, Kentucky, United States | Middletown | Middletown | 38.241 | -85.5215 | United States | US | USA | Kentucky |  | 7877 | 1840014295
Middletown, Pennsylvania, United States | Middletown | Middletown | 40.6441 | -75.3244 | United States | US | USA | Pennsylvania |  | 7386 | 1840145547
Middletown Township, Pennsylvania, United States | Middletown Township | Middletown Township | 40.179 | -74.9059 | United States | US | USA | Pennsylvania |  | 45156 | 1840152880
Middletown Township, Pennsylvania, United States | Middletown Township | Middletown Township | 39.9094 | -75.4312 | United States | US | USA | Pennsylvania |  | 15947 | 1840152839
Middlewich, Cheshire East, United Kingdom | Middlewich | Middlewich | 53.192 | -2.443 | United Kingdom | GB | GBR | Cheshire East |  | 13595 | 1826609580
Midfield, Alabama, United States | Midfield | Midfield | 33.4552 | -86.9226 | United States | US | USA | Alabama |  | 5002 | 1840014791
Midland, Texas, United States | Midland | Midland | 32.0249 | -102.1137 | United States | US | USA | Texas |  | 154793 | 1840020792
Midland, Michigan, United States | Midland | Midland | 43.6241 | -84.2319 | United States | US | USA | Michigan |  | 58787 | 1840002660
Midland, Ontario, Canada | Midland | Midland | 44.75 | -79.8833 | Canada | CA | CAN | Ontario |  | 16864 | 1124104490
Midland, Washington, United States | Midland | Midland | 47.1734 | -122.412 | United States | US | USA | Washington |  | 9208 | 1840018452
Midland Park, New Jersey, United States | Midland Park | Midland Park | 40.9952 | -74.1411 | United States | US | USA | New Jersey |  | 7216 | 1840000905
Midlothian, Texas, United States | Midlothian | Midlothian | 32.4668 | -96.9892 | United States | US | USA | Texas |  | 33532 | 1840020757
Midlothian, Illinois, United States | Midlothian | Midlothian | 41.6254 | -87.7243 | United States | US | USA | Illinois |  | 14346 | 1840011298
Midsomer Norton, Bath and North East Somerset, United Kingdom | Midsomer Norton | Midsomer Norton | 51.2842 | -2.4817 | United Kingdom | GB | GBR | Bath and North East Somerset |  | 13000 | 1826227978
Midvale, Utah, United States | Midvale | Midvale | 40.6148 | -111.8928 | United States | US | USA | Utah |  | 34124 | 1840020158
Midway, Florida, United States | Midway | Midway | 30.4138 | -87.0261 | United States | US | USA | Florida |  | 17704 | 1840143881
Midway, Utah, United States | Midway | Midway | 40.5183 | -111.4745 | United States | US | USA | Utah |  | 5280 | 1840020165
Midway City, California, United States | Midway City | Midway City | 33.7451 | -117.9849 | United States | US | USA | California |  | 8374 | 1840025037
Midway North, Texas, United States | Midway North | Midway North | 26.1872 | -98.0188 | United States | US | USA | Texas |  | 5074 | 1840034872
Midwest City, Oklahoma, United States | Midwest City | Midwest City | 35.463 | -97.3709 | United States | US | USA | Oklahoma |  | 57407 | 1840020425
Międzyrzec Podlaski, Lubelskie, Poland | Międzyrzec Podlaski | Miedzyrzec Podlaski | 51.9833 | 22.8 | Poland | PL | POL | Lubelskie |  | 17117 | 1616448418
Międzyrzecz, Lubuskie, Poland | Międzyrzecz | Miedzyrzecz | 52.4446 | 15.578 | Poland | PL | POL | Lubuskie | minor | 18459 | 1616321580
Mielec, Podkarpackie, Poland | Mielec | Mielec | 50.2833 | 21.4333 | Poland | PL | POL | Podkarpackie | minor | 60628 | 1616825607
Miercurea Nirajului, Mureş, Romania | Miercurea Nirajului | Miercurea Nirajului | 46.53 | 24.8 | Romania | RO | ROU | Mureş |  | 5554 | 1642320938
Miercurea-Ciuc, Harghita, Romania | Miercurea-Ciuc | Miercurea-Ciuc | 46.3594 | 25.8039 | Romania | RO | ROU | Harghita | admin | 38966 | 1642603145
Miesbach, Bavaria, Germany | Miesbach | Miesbach | 47.789 | 11.8338 | Germany | DE | DEU | Bavaria | minor | 11562 | 1276609193
Mifune, Kumamoto, Japan | Mifune | Mifune | 32.7144 | 130.8019 | Japan | JP | JPN | Kumamoto |  | 16417 | 1392426855
Migdal Ha‘Emeq, Northern, Israel | Migdal Ha‘Emeq | Migdal Ha`Emeq | 32.6786 | 35.2444 | Israel | IL | ISR | Northern |  | 25600 | 1376279434
Migori, Migori, Kenya | Migori | Migori | -1.0634 | 34.4731 | Kenya | KE | KEN | Migori | admin |  | 1404478510
Miguelópolis, São Paulo, Brazil | Miguelópolis | Miguelopolis | -20.1794 | -48.0319 | Brazil | BR | BRA | São Paulo |  | 21728 | 1076327986
Mihăileşti, Giurgiu, Romania | Mihăileşti | Mihailesti | 44.3239 | 25.9069 | Romania | RO | ROU | Giurgiu |  | 7923 | 1642433164
Mihara, Hiroshima, Japan | Mihara | Mihara | 34.4581 | 133.0039 | Japan | JP | JPN | Hiroshima |  | 91604 | 1392428941
Mijas, Andalusia, Spain | Mijas | Mijas | 36.5956 | -4.6372 | Spain | ES | ESP | Andalusia |  | 82742 | 1724011980
Mikasa, Hokkaidō, Japan | Mikasa | Mikasa | 43.2458 | 141.8756 | Japan | JP | JPN | Hokkaidō |  | 8366 | 1392478231
Mikashevichy, Brestskaya Voblasts’, Belarus | Mikashevichy | Mikashevichy | 52.2167 | 27.4667 | Belarus | BY | BLR | Brestskaya Voblasts’ |  | 12600 | 1112846282
Mikhalkino, Sakha (Yakutiya), Russia | Mikhalkino | Mikhalkino | 69.4244 | 161.4811 | Russia | RU | RUS | Sakha (Yakutiya) |  | 570 | 1643001530
Mikhaylov, Ryazanskaya Oblast’, Russia | Mikhaylov | Mikhaylov | 54.2333 | 39.0333 | Russia | RU | RUS | Ryazanskaya Oblast’ |  | 10174 | 1643366422
Mikhaylovka, Volgogradskaya Oblast’, Russia | Mikhaylovka | Mikhaylovka | 50.0667 | 43.2333 | Russia | RU | RUS | Volgogradskaya Oblast’ |  | 57829 | 1643239180
Mikhaylovsk, Stavropol’skiy Kray, Russia | Mikhaylovsk | Mikhaylovsk | 45.1283 | 42.0256 | Russia | RU | RUS | Stavropol’skiy Kray |  | 93658 | 1643773075
Mikhaylovsk, Sverdlovskaya Oblast’, Russia | Mikhaylovsk | Mikhaylovsk | 56.4333 | 59.1167 | Russia | RU | RUS | Sverdlovskaya Oblast’ |  | 8921 | 1643402294
Mikkeli, Etelä-Savo, Finland | Mikkeli | Mikkeli | 61.6875 | 27.2736 | Finland | FI | FIN | Etelä-Savo | admin | 54665 | 1246875185
Miklavž na Dravskem Polju, Miklavž na Dravskem Polju, Slovenia | Miklavž na Dravskem Polju | Miklavz na Dravskem Polju | 46.5058 | 15.6972 | Slovenia | SI | SVN | Miklavž na Dravskem Polju | admin |  | 1705244140
Mikołów, Śląskie, Poland | Mikołów | Mikolow | 50.171 | 18.9041 | Poland | PL | POL | Śląskie | minor | 42053 | 1616187671
Mikomeseng, Kié-Ntem, Equatorial Guinea | Mikomeseng | Mikomeseng | 2.1333 | 10.6167 | Equatorial Guinea | GQ | GNQ | Kié-Ntem |  | 5813 | 1226529757
Mikulov, Jihomoravský Kraj, Czechia | Mikulov | Mikulov | 48.8056 | 16.6378 | Czechia | CZ | CZE | Jihomoravský Kraj |  | 7455 | 1203690511
Mikumi, Morogoro, Tanzania | Mikumi | Mikumi | -7.3996 | 36.98 | Tanzania | TZ | TZA | Morogoro |  | 16780 | 1834405632
Mikun, Komi, Russia | Mikun | Mikun | 62.35 | 50.0667 | Russia | RU | RUS | Komi |  | 9837 | 1643910961
Mila, Mila, Algeria | Mila | Mila | 36.4503 | 6.2644 | Algeria | DZ | DZA | Mila | admin |  | 1012656063
Mila Doce, Texas, United States | Mila Doce | Mila Doce | 26.223 | -97.9601 | United States | US | USA | Texas |  | 6394 | 1840037094
Milagro, Guayas, Ecuador | Milagro | Milagro | -2.1347 | -79.5872 | Ecuador | EC | ECU | Guayas |  | 133508 | 1218568564
Milan, Lombardy, Italy | Milan | Milan | 45.4669 | 9.19 | Italy | IT | ITA | Lombardy | admin | 1351562 | 1380724377
Milan, Michigan, United States | Milan | Milan | 42.0816 | -83.6853 | United States | US | USA | Michigan |  | 7778 | 1840003170
Milan, Tennessee, United States | Milan | Milan | 35.9126 | -88.7554 | United States | US | USA | Tennessee |  | 7201 | 1840014483
Milanówek, Mazowieckie, Poland | Milanówek | Milanowek | 52.1243 | 20.6654 | Poland | PL | POL | Mazowieckie |  | 16419 | 1616814692
Mildenhall, Suffolk, United Kingdom | Mildenhall | Mildenhall | 52.3446 | 0.5089 | United Kingdom | GB | GBR | Suffolk |  | 10315 | 1826551750
Mildura, Victoria, Australia | Mildura | Mildura | -34.1889 | 142.1583 | Australia | AU | AUS | Victoria |  | 32738 | 1036624348
Miles City, Montana, United States | Miles City | Miles City | 46.4059 | -105.8385 | United States | US | USA | Montana |  | 9436 | 1840019878
Milevsko, Jihočeský Kraj, Czechia | Milevsko | Milevsko | 49.451 | 14.36 | Czechia | CZ | CZE | Jihočeský Kraj |  | 8280 | 1203487347
Milford, Connecticut, United States | Milford | Milford | 41.2256 | -73.0616 | United States | US | USA | Connecticut |  | 54047 | 1840028594
Milford, Massachusetts, United States | Milford | Milford | 42.1565 | -71.5188 | United States | US | USA | Massachusetts |  | 28789 | 1840053594
Milford, Delaware, United States | Milford | Milford | 38.9091 | -75.4224 | United States | US | USA | Delaware |  | 22102 | 1840006069
Milford, New Hampshire, United States | Milford | Milford | 42.8178 | -71.6736 | United States | US | USA | New Hampshire |  | 15569 | 1840055182
Milford, Ohio, United States | Milford | Milford | 39.1699 | -84.2811 | United States | US | USA | Ohio |  | 6855 | 1840003825
Milford, Michigan, United States | Milford | Milford | 42.587 | -83.6012 | United States | US | USA | Michigan |  | 6515 | 1840011058
Milford city, Connecticut, United States | Milford city | Milford city | 41.2256 | -73.0625 | United States | US | USA | Connecticut |  | 53195 | 1840028605
Milford Haven, Pembrokeshire, United Kingdom | Milford Haven | Milford Haven | 51.7142 | -5.0427 | United Kingdom | GB | GBR | Pembrokeshire |  | 13907 | 1826680472
Milford Mill, Maryland, United States | Milford Mill | Milford Mill | 39.3444 | -76.7668 | United States | US | USA | Maryland |  | 29974 | 1840031493
Milford Township, Pennsylvania, United States | Milford Township | Milford Township | 40.4291 | -75.4153 | United States | US | USA | Pennsylvania |  | 10046 | 1840151115
Mililani Mauka, Hawaii, United States | Mililani Mauka | Mililani Mauka | 21.4756 | -157.9947 | United States | US | USA | Hawaii |  | 19955 | 1840039224
Mililani Town, Hawaii, United States | Mililani Town | Mililani Town | 21.4465 | -158.0147 | United States | US | USA | Hawaii |  | 27926 | 1840023249
Milişăuţi, Suceava, Romania | Milişăuţi | Milisauti | 47.7864 | 26.0044 | Romania | RO | ROU | Suceava |  | 5005 | 1642292408
Mill Creek, Washington, United States | Mill Creek | Mill Creek | 47.8631 | -122.2037 | United States | US | USA | Washington |  | 20897 | 1840019790
Mill Creek East, Washington, United States | Mill Creek East | Mill Creek East | 47.836 | -122.1877 | United States | US | USA | Washington |  | 21523 | 1840041996
Mill Hill, Barnet, United Kingdom | Mill Hill | Mill Hill | 51.62 | -0.23 | United Kingdom | GB | GBR | Barnet |  | 18451 | 1826875983
Mill Valley, California, United States | Mill Valley | Mill Valley | 37.9085 | -122.5421 | United States | US | USA | California |  | 14259 | 1840020259
Millau, Occitanie, France | Millau | Millau | 44.0986 | 3.0783 | France | FR | FRA | Occitanie | minor | 22109 | 1250699654
Millbrae, California, United States | Millbrae | Millbrae | 37.5994 | -122.4023 | United States | US | USA | California |  | 22394 | 1840020306
Millbrook, Alabama, United States | Millbrook | Millbrook | 32.5028 | -86.3737 | United States | US | USA | Alabama |  | 15896 | 1840014877
Millburn, New Jersey, United States | Millburn | Millburn | 40.7394 | -74.324 | United States | US | USA | New Jersey |  | 20179 | 1840081751
Millbury, Massachusetts, United States | Millbury | Millbury | 42.1925 | -71.7741 | United States | US | USA | Massachusetts |  | 13630 | 1840053595
Millcreek, Utah, United States | Millcreek | Millcreek | 40.6892 | -111.8291 | United States | US | USA | Utah |  | 61450 | 1840018744
Millcreek Township, Pennsylvania, United States | Millcreek Township | Millcreek Township | 42.0861 | -80.1193 | United States | US | USA | Pennsylvania |  | 53722 | 1840143176
Milledgeville, Georgia, United States | Milledgeville | Milledgeville | 33.0874 | -83.2414 | United States | US | USA | Georgia |  | 31471 | 1840014857
Miller Place, New York, United States | Miller Place | Miller Place | 40.9374 | -72.9864 | United States | US | USA | New York |  | 11755 | 1840005046
Millerovo, Rostovskaya Oblast’, Russia | Millerovo | Millerovo | 48.9167 | 40.4 | Russia | RU | RUS | Rostovskaya Oblast’ | minor | 35384 | 1643830496
Millersville, Pennsylvania, United States | Millersville | Millersville | 40.0047 | -76.3522 | United States | US | USA | Pennsylvania |  | 8359 | 1840003722
Millersville, Tennessee, United States | Millersville | Millersville | 36.3968 | -86.7111 | United States | US | USA | Tennessee |  | 6769 | 1840014416
Milliken, Colorado, United States | Milliken | Milliken | 40.3115 | -104.8561 | United States | US | USA | Colorado |  | 8164 | 1840022397
Millington, Tennessee, United States | Millington | Millington | 35.335 | -89.8991 | United States | US | USA | Tennessee |  | 10641 | 1840014593
Millis, Massachusetts, United States | Millis | Millis | 42.1693 | -71.3626 | United States | US | USA | Massachusetts |  | 8202 | 1840070268
Millom, Cumbria, United Kingdom | Millom | Millom | 54.2096 | -3.2702 | United Kingdom | GB | GBR | Cumbria |  | 7829 | 1826714160
Mills River, North Carolina, United States | Mills River | Mills River | 35.3853 | -82.5854 | United States | US | USA | North Carolina |  | 7406 | 1840016370
Millsboro, Delaware, United States | Millsboro | Millsboro | 38.593 | -75.3118 | United States | US | USA | Delaware |  | 10985 | 1840006079
Millstone, New Jersey, United States | Millstone | Millstone | 40.2123 | -74.4302 | United States | US | USA | New Jersey |  | 10460 | 1840152826
Milltown, New Jersey, United States | Milltown | Milltown | 40.4504 | -74.4351 | United States | US | USA | New Jersey |  | 6967 | 1840001338
Millville, New Jersey, United States | Millville | Millville | 39.3903 | -75.0561 | United States | US | USA | New Jersey |  | 27391 | 1840001550
Milngavie, East Dunbartonshire, United Kingdom | Milngavie | Milngavie | 55.9421 | -4.3137 | United Kingdom | GB | GBR | East Dunbartonshire |  | 13537 | 1826013201
Milnrow, Rochdale, United Kingdom | Milnrow | Milnrow | 53.6101 | -2.1111 | United Kingdom | GB | GBR | Rochdale |  | 13061 | 1826133583
Milo, New York, United States | Milo | Milo | 42.615 | -77.0031 | United States | US | USA | New York |  | 6879 | 1840087673
Milovice, Středočeský Kraj, Czechia | Milovice | Milovice | 50.226 | 14.8887 | Czechia | CZ | CZE | Středočeský Kraj |  | 12098 | 1203709386
Milpitas, California, United States | Milpitas | Milpitas | 37.4339 | -121.8921 | United States | US | USA | California |  | 84196 | 1840020329
Miltenberg, Bavaria, Germany | Miltenberg | Miltenberg | 49.7039 | 9.2644 | Germany | DE | DEU | Bavaria | minor | 9355 | 1276744365
Milton, Ontario, Canada | Milton | Milton | 43.5083 | -79.8833 | Canada | CA | CAN | Ontario |  | 110128 | 1124001426
Milton, Stoke-on-Trent, United Kingdom | Milton | Milton | 53.05 | -2.142 | United Kingdom | GB | GBR | Stoke-on-Trent |  | 17250 | 1826543368
Milton, Georgia, United States | Milton | Milton | 34.1353 | -84.3138 | United States | US | USA | Georgia |  | 39587 | 1840014738
Milton, Pennsylvania, United States | Milton | Milton | 41.009 | -76.8507 | United States | US | USA | Pennsylvania |  | 28851 | 1840000845
Milton, Massachusetts, United States | Milton | Milton | 42.2413 | -71.0844 | United States | US | USA | Massachusetts |  | 27568 | 1840053675
Milton, Vermont, United States | Milton | Milton | 44.643 | -73.1542 | United States | US | USA | Vermont |  | 10845 | 1840070912
Milton, Florida, United States | Milton | Milton | 30.6286 | -87.0522 | United States | US | USA | Florida |  | 10523 | 1840015006
Milton, Washington, United States | Milton | Milton | 47.2522 | -122.3156 | United States | US | USA | Washington |  | 8299 | 1840019857
Milton, Wisconsin, United States | Milton | Milton | 42.7751 | -88.943 | United States | US | USA | Wisconsin |  | 5627 | 1840002473
Milton Keynes, Milton Keynes, United Kingdom | Milton Keynes | Milton Keynes | 52.04 | -0.76 | United Kingdom | GB | GBR | Milton Keynes |  | 229941 | 1826291745
Milton Township, New York, United States | Milton Township | Milton Township | 43.0406 | -73.8998 | United States | US | USA | New York |  | 19179 | 1840058308
Milton-Freewater, Oregon, United States | Milton-Freewater | Milton-Freewater | 45.9348 | -118.3913 | United States | US | USA | Oregon |  | 7074 | 1840019916
Miluo Chengguanzhen, Hunan, China | Miluo Chengguanzhen | Miluo Chengguanzhen | 28.8049 | 113.0745 | China | CN | CHN | Hunan | minor | 692080 | 1156690651
Milwaukee, Wisconsin, United States | Milwaukee | Milwaukee | 43.0642 | -87.9673 | United States | US | USA | Wisconsin |  | 1365787 | 1840003046
Milwaukie, Oregon, United States | Milwaukie | Milwaukie | 45.4447 | -122.6221 | United States | US | USA | Oregon |  | 20990 | 1840019952
Mimoň, Liberecký Kraj, Czechia | Mimoň | Mimon | 50.6588 | 14.7248 | Czechia | CZ | CZE | Liberecký Kraj |  | 6443 | 1203640247
Mims, Florida, United States | Mims | Mims | 28.6928 | -80.8468 | United States | US | USA | Florida |  | 6171 | 1840014078
Mina Clavero, Córdoba, Argentina | Mina Clavero | Mina Clavero | -31.7239 | -65.005 | Argentina | AR | ARG | Córdoba |  | 8487 | 1032241641
Minabe, Wakayama, Japan | Minabe | Minabe | 33.7725 | 135.3217 | Japan | JP | JPN | Wakayama |  | 11886 | 1392208953
Minami-Bōsō, Chiba, Japan | Minami-Bōsō | Minami-Boso | 35.0433 | 139.8403 | Japan | JP | JPN | Chiba |  | 36412 | 1392515382
Minamiōzuma, Nagano, Japan | Minamiōzuma | Minamiozuma | 36.2404 | 137.97 | Japan | JP | JPN | Nagano |  | 224926 | 1392373962
Minamishibetsuchō, Hokkaidō, Japan | Minamishibetsuchō | Minamishibetsucho | 44.1153 | 142.5406 | Japan | JP | JPN | Hokkaidō |  | 18652 | 1392487129
Minamishiro, Saitama, Japan | Minamishiro | Minamishiro | 36.0225 | 139.7228 | Japan | JP | JPN | Saitama |  | 34133 | 1392934140
Minami-Sōma, Fukushima, Japan | Minami-Sōma | Minami-Soma | 37.6422 | 140.9572 | Japan | JP | JPN | Fukushima |  | 53643 | 1392151264
Minamisuita, Ōsaka, Japan | Minamisuita | Minamisuita | 34.7667 | 135.5167 | Japan | JP | JPN | Ōsaka |  | 381829 | 1392948850
Minano, Saitama, Japan | Minano | Minano | 36.0708 | 139.0989 | Japan | JP | JPN | Saitama |  | 9569 | 1392100965
Minas, Lavalleja, Uruguay | Minas | Minas | -34.3667 | -55.2333 | Uruguay | UY | URY | Lavalleja | admin | 38446 | 1858724823
Minatitlán, Veracruz, Mexico | Minatitlán | Minatitlan | 17.9833 | -94.55 | Mexico | MX | MEX | Veracruz | minor | 356020 | 1484735713
Mindelheim, Bavaria, Germany | Mindelheim | Mindelheim | 48.0333 | 10.4667 | Germany | DE | DEU | Bavaria | minor | 15002 | 1276322308
Mindelo, São Vicente, Cabo Verde | Mindelo | Mindelo | 16.8914 | -24.988 | Cabo Verde | CV | CPV | São Vicente | admin | 70468 | 1132180389
Minden, North Rhine-Westphalia, Germany | Minden | Minden | 52.2883 | 8.9167 | Germany | DE | DEU | North Rhine-Westphalia | minor | 81682 | 1276191164
Minden, Louisiana, United States | Minden | Minden | 32.6187 | -93.2762 | United States | US | USA | Louisiana |  | 12071 | 1840014864
Mindszent, Csongrád, Hungary | Mindszent | Mindszent | 46.525 | 20.185 | Hungary | HU | HUN | Csongrád |  | 6560 | 1348905539
Minehead, Somerset, United Kingdom | Minehead | Minehead | 51.2038 | -3.4738 | United Kingdom | GB | GBR | Somerset |  | 11981 | 1826790025
Mineiros, Goiás, Brazil | Mineiros | Mineiros | -17.5694 | -52.5511 | Brazil | BR | BRA | Goiás |  | 38951 | 1076000916
Mineiros do Tietê, São Paulo, Brazil | Mineiros do Tietê | Mineiros do Tiete | -22.4089 | -48.4508 | Brazil | BR | BRA | São Paulo |  | 12700 | 1076206689
Mineola, New York, United States | Mineola | Mineola | 40.7469 | -73.6392 | United States | US | USA | New York |  | 19207 | 1840005310
Mineola, Texas, United States | Mineola | Mineola | 32.6461 | -95.4775 | United States | US | USA | Texas |  | 5919 | 1840020685
Mineral del Chico, Hidalgo, Mexico | Mineral del Chico | Mineral del Chico | 20.2031 | -98.7478 | Mexico | MX | MEX | Hidalgo |  | 7980 | 1484095242
Mineral del Monte, Hidalgo, Mexico | Mineral del Monte | Mineral del Monte | 20.1333 | -98.6667 | Mexico | MX | MEX | Hidalgo | minor | 11944 | 1484360018
Mineral Wells, Texas, United States | Mineral Wells | Mineral Wells | 32.8169 | -98.0776 | United States | US | USA | Texas |  | 14597 | 1840020689
Mineral’nyye Vody, Stavropol’skiy Kray, Russia | Mineral’nyye Vody | Mineral'nyye Vody | 44.2008 | 43.1125 | Russia | RU | RUS | Stavropol’skiy Kray |  | 74141 | 1643357328
Mineshita, Shizuoka, Japan | Mineshita | Mineshita | 35.1186 | 138.9186 | Japan | JP | JPN | Shizuoka |  | 108118 | 1392924607
Mingaora, Khyber Pakhtunkhwa, Pakistan | Mingaora | Mingaora | 34.7717 | 72.36 | Pakistan | PK | PAK | Khyber Pakhtunkhwa |  | 279914 | 1586782526
Mingəçevir, Mingəçevir, Azerbaijan | Mingəçevir | Mingacevir | 40.77 | 47.0489 | Azerbaijan | AZ | AZE | Mingəçevir | admin | 98800 | 1031509213
Mingguang, Anhui, China | Mingguang | Mingguang | 32.7816 | 117.9899 | China | CN | CHN | Anhui |  | 532732 | 1156864248
Minna, Niger, Nigeria | Minna | Minna | 9.6139 | 6.5569 | Nigeria | NG | NGA | Niger | admin | 304113 | 1566285237
Minneapolis, Minnesota, United States | Minneapolis | Minneapolis | 44.9635 | -93.2678 | United States | US | USA | Minnesota |  | 2977172 | 1840007830
Minnehaha, Washington, United States | Minnehaha | Minnehaha | 45.6577 | -122.6204 | United States | US | USA | Washington |  | 12092 | 1840018518
Minneola, Florida, United States | Minneola | Minneola | 28.6067 | -81.7322 | United States | US | USA | Florida |  | 12595 | 1840015081
Minnetonka, Minnesota, United States | Minnetonka | Minnetonka | 44.9322 | -93.4598 | United States | US | USA | Minnesota |  | 54064 | 1840007831
Minnetrista, Minnesota, United States | Minnetrista | Minnetrista | 44.9356 | -93.7103 | United States | US | USA | Minnesota |  | 8130 | 1840007833
Mino, Gifu, Japan | Mino | Mino | 35.5447 | 136.9075 | Japan | JP | JPN | Gifu |  | 19610 | 1392884993
Minobu, Yamanashi, Japan | Minobu | Minobu | 35.4675 | 138.4425 | Japan | JP | JPN | Yamanashi |  | 10956 | 1392309481
Minokamo, Gifu, Japan | Minokamo | Minokamo | 35.4333 | 137.0167 | Japan | JP | JPN | Gifu |  | 56804 | 1392923149
Minooka, Illinois, United States | Minooka | Minooka | 41.4507 | -88.2792 | United States | US | USA | Illinois |  | 11397 | 1840011618
Minot, North Dakota, United States | Minot | Minot | 48.2375 | -101.2781 | United States | US | USA | North Dakota |  | 49425 | 1840000053
Minot AFB, North Dakota, United States | Minot AFB | Minot AFB | 48.4209 | -101.3381 | United States | US | USA | North Dakota |  | 5384 | 1840073766
Minsk, Minsk, Belarus | Minsk | Minsk | 53.9022 | 27.5618 | Belarus | BY | BLR | Minsk | primary | 2020600 | 1112348503
Minster, Kent, United Kingdom | Minster | Minster | 51.421 | 0.809 | United Kingdom | GB | GBR | Kent |  | 14789 | 1826548197
Mint Hill, North Carolina, United States | Mint Hill | Mint Hill | 35.1782 | -80.6533 | United States | US | USA | North Carolina |  | 27617 | 1840016351
Minto, Ontario, Canada | Minto | Minto | 43.9167 | -80.8667 | Canada | CA | CAN | Ontario |  | 8671 | 1124000198
Minusinsk, Krasnoyarskiy Kray, Russia | Minusinsk | Minusinsk | 53.7 | 91.6833 | Russia | RU | RUS | Krasnoyarskiy Kray |  | 68007 | 1643003309
Minyar, Chelyabinskaya Oblast’, Russia | Minyar | Minyar | 55.0667 | 57.55 | Russia | RU | RUS | Chelyabinskaya Oblast’ |  | 9128 | 1643182106
Minzhu, Jilin, China | Minzhu | Minzhu | 43.7192 | 127.337 | China | CN | CHN | Jilin | minor | 453265 | 1156295044
Mionica, Mionica, Serbia | Mionica | Mionica | 44.25 | 20.0833 | Serbia | RS | SRB | Mionica | admin |  | 1688862283
Mioveni, Argeş, Romania | Mioveni | Mioveni | 44.9553 | 24.9356 | Romania | RO | ROU | Argeş |  | 31998 | 1642961342
Mira, Coimbra, Portugal | Mira | Mira | 40.4285 | -8.7363 | Portugal | PT | PRT | Coimbra | minor | 12465 | 1620156397
Mira Monte, California, United States | Mira Monte | Mira Monte | 34.4284 | -119.2853 | United States | US | USA | California |  | 6912 | 1840019197
Mirabel, Quebec, Canada | Mirabel | Mirabel | 45.65 | -74.0833 | Canada | CA | CAN | Quebec |  | 50513 | 1124182375
Miracatu, São Paulo, Brazil | Miracatu | Miracatu | -24.2808 | -47.46 | Brazil | BR | BRA | São Paulo |  | 20533 | 1076480292
Miracema, Rio de Janeiro, Brazil | Miracema | Miracema | -21.41 | -42.2 | Brazil | BR | BRA | Rio de Janeiro |  | 26684 | 1076359191
Miragoâne, Nippes, Haiti | Miragoâne | Miragoane | 18.4411 | -73.0883 | Haiti | HT | HTI | Nippes | admin |  | 1332665283
Miramar, Florida, United States | Miramar | Miramar | 25.9773 | -80.3351 | United States | US | USA | Florida |  | 141191 | 1840015137
Miramar, Tamaulipas, Mexico | Miramar | Miramar | 22.3375 | -97.8694 | Mexico | MX | MEX | Tamaulipas |  | 118614 | 1484353090
Miramar Beach, Florida, United States | Miramar Beach | Miramar Beach | 30.3854 | -86.3443 | United States | US | USA | Florida |  | 8758 | 1840013925
Miramas, Provence-Alpes-Côte d’Azur, France | Miramas | Miramas | 43.5822 | 5.0019 | France | FR | FRA | Provence-Alpes-Côte d’Azur |  | 26470 | 1250908076
Miramichi, New Brunswick, Canada | Miramichi | Miramichi | 47.0196 | -65.5072 | Canada | CA | CAN | New Brunswick |  | 17537 | 1124714190
Miranda do Corvo, Coimbra, Portugal | Miranda do Corvo | Miranda do Corvo | 40.1 | -8.3333 | Portugal | PT | PRT | Coimbra | minor | 13098 | 1620469916
Miranda do Douro, Bragança, Portugal | Miranda do Douro | Miranda do Douro | 41.5 | -6.2667 | Portugal | PT | PRT | Bragança | minor | 7482 | 1620082713
Mirandela, Bragança, Portugal | Mirandela | Mirandela | 41.4833 | -7.1833 | Portugal | PT | PRT | Bragança | minor | 23850 | 1620845288
Mirandópolis, São Paulo, Brazil | Mirandópolis | Mirandopolis | -21.1336 | -51.1017 | Brazil | BR | BRA | São Paulo |  | 29043 | 1076193094
Mirante do Paranapanema, São Paulo, Brazil | Mirante do Paranapanema | Mirante do Paranapanema | -22.2919 | -51.9064 | Brazil | BR | BRA | São Paulo |  | 17979 | 1076182507
Mirassol, São Paulo, Brazil | Mirassol | Mirassol | -20.8189 | -49.5208 | Brazil | BR | BRA | São Paulo |  | 57857 | 1076772486
Mirbāţ, Z̧ufār, Oman | Mirbāţ | Mirbat | 16.9924 | 54.6918 | Oman | OM | OMN | Z̧ufār |  | 1120 | 1512455360
Miren, Miren-Kostanjevica, Slovenia | Miren | Miren | 45.8956 | 13.6075 | Slovenia | SI | SVN | Miren-Kostanjevica | admin |  | 1705608129
Mirfield, Kirklees, United Kingdom | Mirfield | Mirfield | 53.6807 | -1.6888 | United Kingdom | GB | GBR | Kirklees |  | 19563 | 1826835871
Miri, Sarawak, Malaysia | Miri | Miri | 4.4028 | 113.9933 | Malaysia | MY | MYS | Sarawak |  | 234541 | 1458079883
Mirna, Mirna, Slovenia | Mirna | Mirna | 45.9553 | 15.0619 | Slovenia | SI | SVN | Mirna | admin |  | 1705033855
Mirna Peč, Mirna Peč, Slovenia | Mirna Peč | Mirna Pec | 45.8603 | 15.0833 | Slovenia | SI | SVN | Mirna Peč | admin |  | 1705096910
Mirnyy, Sakha (Yakutiya), Russia | Mirnyy | Mirnyy | 62.5333 | 113.95 | Russia | RU | RUS | Sakha (Yakutiya) |  | 35223 | 1643007406
Mirnyy, Arkhangel’skaya Oblast’, Russia | Mirnyy | Mirnyy | 62.7603 | 40.3353 | Russia | RU | RUS | Arkhangel’skaya Oblast’ |  | 32175 | 1643687005
Mirpur Khas, Sindh, Pakistan | Mirpur Khas | Mirpur Khas | 25.5269 | 69.0111 | Pakistan | PK | PAK | Sindh | minor | 236961 | 1586156251
Miryang, Gyeongnam, Korea, South | Miryang | Miryang | 35.4933 | 128.7489 | Korea, South | KR | KOR | Gyeongnam |  | 103069 | 1410001039
Mirzāpur, Uttar Pradesh, India | Mirzāpur | Mirzapur | 25.15 | 82.58 | India | IN | IND | Uttar Pradesh |  | 2496970 | 1356427908
Misantla, Veracruz, Mexico | Misantla | Misantla | 19.9333 | -96.85 | Mexico | MX | MEX | Veracruz | minor | 64249 | 1484744150
Misato, Saitama, Japan | Misato | Misato | 35.8303 | 139.8725 | Japan | JP | JPN | Saitama |  | 141514 | 1392464033
Misawa, Aomori, Japan | Misawa | Misawa | 40.6833 | 141.3689 | Japan | JP | JPN | Aomori |  | 38877 | 1392268760
Mishan, Heilongjiang, China | Mishan | Mishan | 45.5504 | 131.88 | China | CN | CHN | Heilongjiang |  | 87257 | 1156267144
Mishawaka, Indiana, United States | Mishawaka | Mishawaka | 41.6736 | -86.1669 | United States | US | USA | Indiana |  | 50363 | 1840014695
Miskolc, Borsod-Abaúj-Zemplén, Hungary | Miskolc | Miskolc | 48.1 | 20.7833 | Hungary | HU | HUN | Borsod-Abaúj-Zemplén | admin | 154521 | 1348668815
Mislinja, Mislinja, Slovenia | Mislinja | Mislinja | 46.4411 | 15.1956 | Slovenia | SI | SVN | Mislinja | admin |  | 1705898157
Mişrātah, Mişrātah, Libya | Mişrātah | Misratah | 32.3778 | 15.0901 | Libya | LY | LBY | Mişrātah | admin | 259056 | 1434518407
Mission, Texas, United States | Mission | Mission | 26.2041 | -98.3251 | United States | US | USA | Texas |  | 84331 | 1840021026
Mission, British Columbia, Canada | Mission | Mission | 49.1337 | -122.3112 | Canada | CA | CAN | British Columbia |  | 38833 | 1124502601
Mission, Kansas, United States | Mission | Mission | 39.027 | -94.6568 | United States | US | USA | Kansas |  | 9911 | 1840003831
Mission Bend, Texas, United States | Mission Bend | Mission Bend | 29.6948 | -95.6657 | United States | US | USA | Texas |  | 39291 | 1840019643
Mission Viejo, California, United States | Mission Viejo | Mission Viejo | 33.6095 | -117.655 | United States | US | USA | California |  | 590249 | 1840020580
Mississauga, Ontario, Canada | Mississauga | Mississauga | 43.6 | -79.65 | Canada | CA | CAN | Ontario |  | 721599 | 1124112672
Mississippi Mills, Ontario, Canada | Mississippi Mills | Mississippi Mills | 45.2167 | -76.2 | Canada | CA | CAN | Ontario |  | 13163 | 1124001617
Missoula, Montana, United States | Missoula | Missoula | 46.875 | -114.0214 | United States | US | USA | Montana |  | 92895 | 1840019840
Missouri City, Texas, United States | Missouri City | Missouri City | 29.563 | -95.5365 | United States | US | USA | Texas |  | 75457 | 1840020950
Mistassini, Quebec, Canada | Mistassini | Mistassini | 48.8229 | -72.2154 | Canada | CA | CAN | Quebec |  | 14250 | 1124980171
Mistelbach, Niederösterreich, Austria | Mistelbach | Mistelbach | 48.5667 | 16.5667 | Austria | AT | AUT | Niederösterreich | minor | 11559 | 1040942506
Mīt Ghamr, Ad Daqahlīyah, Egypt | Mīt Ghamr | Mit Ghamr | 30.7192 | 31.2628 | Egypt | EG | EGY | Ad Daqahlīyah |  | 121039 | 1818400389
Mitai, Miyazaki, Japan | Mitai | Mitai | 32.7117 | 131.3078 | Japan | JP | JPN | Miyazaki |  | 11959 | 1392405708
Mitake, Gifu, Japan | Mitake | Mitake | 35.4344 | 137.1308 | Japan | JP | JPN | Gifu |  | 17608 | 1392599630
Mitcham, Merton, United Kingdom | Mitcham | Mitcham | 51.4009 | -0.1517 | United Kingdom | GB | GBR | Merton |  | 63393 | 1826947069
Mitchell, South Dakota, United States | Mitchell | Mitchell | 43.7296 | -98.0337 | United States | US | USA | South Dakota |  | 15372 | 1840002642
Mitchellville, Maryland, United States | Mitchellville | Mitchellville | 38.9358 | -76.8146 | United States | US | USA | Maryland |  | 11215 | 1840005951
Mithi, Sindh, Pakistan | Mithi | Mithi | 24.7333 | 69.8 | Pakistan | PK | PAK | Sindh |  | 20079 | 1586400830
Mito, Ibaraki, Japan | Mito | Mito | 36.3667 | 140.4667 | Japan | JP | JPN | Ibaraki | admin | 269661 | 1392665227
Mitoma, Mitooma, Uganda | Mitoma | Mitoma | -0.6842 | 30.07 | Uganda | UG | UGA | Mitooma | admin |  | 1800173507
Mitrovicë, , Kosovo | Mitrovicë | Mitrovice | 42.8833 | 20.8667 | Kosovo | XK | XKS |  | admin | 84235 | 1901138430
Mitsamiouli, Grande Comore, Comoros | Mitsamiouli | Mitsamiouli | -11.3819 | 43.3 | Comoros | KM | COM | Grande Comore |  | 7235 | 1174546487
Mittagong, New South Wales, Australia | Mittagong | Mittagong | -34.45 | 150.45 | Australia | AU | AUS | New South Wales |  | 8999 | 1036443307
Mittenwalde, Brandenburg, Germany | Mittenwalde | Mittenwalde | 52.2667 | 13.5333 | Germany | DE | DEU | Brandenburg |  | 9140 | 1276476761
Mittersill, Salzburg, Austria | Mittersill | Mittersill | 47.2667 | 12.4667 | Austria | AT | AUT | Salzburg |  | 5380 | 1040110638
Mitterteich, Bavaria, Germany | Mitterteich | Mitterteich | 49.9498 | 12.2442 | Germany | DE | DEU | Bavaria |  | 6596 | 1276213104
Mittweida, Saxony, Germany | Mittweida | Mittweida | 50.9856 | 12.9811 | Germany | DE | DEU | Saxony |  | 14645 | 1276378266
Mitú, Vaupés, Colombia | Mitú | Mitu | 1.2503 | -70.235 | Colombia | CO | COL | Vaupés | admin | 28382 | 1170846096
Mityana, Mityana, Uganda | Mityana | Mityana | 0.4004 | 32.05 | Uganda | UG | UGA | Mityana | admin | 41131 | 1800284151
Mitzic, Woleu-Ntem, Gabon | Mitzic | Mitzic | 0.7833 | 11.5667 | Gabon | GA | GAB | Woleu-Ntem |  | 4111 | 1266866714
Mixquiahuala de Juarez, Hidalgo, Mexico | Mixquiahuala de Juarez | Mixquiahuala de Juarez | 20.2311 | -99.2131 | Mexico | MX | MEX | Hidalgo |  | 37747 | 1484223912
Miyajima, Kumamoto, Japan | Miyajima | Miyajima | 33.1525 | 130.4747 | Japan | JP | JPN | Kumamoto |  | 36214 | 1392131326
Miyake-naka, Ōsaka, Japan | Miyake-naka | Miyake-naka | 34.5736 | 135.7731 | Japan | JP | JPN | Ōsaka |  | 6604 | 1392944914
Miyako, Iwate, Japan | Miyako | Miyako | 39.6414 | 141.9572 | Japan | JP | JPN | Iwate |  | 52471 | 1392075695
Miyanaga, Fukuoka, Japan | Miyanaga | Miyanaga | 33.7236 | 130.6667 | Japan | JP | JPN | Fukuoka |  | 27182 | 1392770083
Miyato, Saitama, Japan | Miyato | Miyato | 36.1833 | 139.183 | Japan | JP | JPN | Saitama |  | 10909 | 1392417076
Miyatoko, Fukuoka, Japan | Miyatoko | Miyatoko | 33.6992 | 130.9206 | Japan | JP | JPN | Fukuoka |  | 18934 | 1392427893
Miyazaki, Miyazaki, Japan | Miyazaki | Miyazaki | 31.9167 | 131.4167 | Japan | JP | JPN | Miyazaki | admin | 398307 | 1392216224
Miyazu, Kyōto, Japan | Miyazu | Miyazu | 35.5356 | 135.1956 | Japan | JP | JPN | Kyōto |  | 17044 | 1392216318
Miyoshi, Hiroshima, Japan | Miyoshi | Miyoshi | 34.8058 | 132.8517 | Japan | JP | JPN | Hiroshima |  | 51049 | 1392714419
Miyoshidai, Saitama, Japan | Miyoshidai | Miyoshidai | 35.8283 | 139.5267 | Japan | JP | JPN | Saitama |  | 38393 | 1392859111
Mizdah, Al Jabal al Gharbī, Libya | Mizdah | Mizdah | 31.4337 | 12.9833 | Libya | LY | LBY | Al Jabal al Gharbī |  | 26107 | 1434622990
Mizhou, Shandong, China | Mizhou | Mizhou | 36 | 119.4167 | China | CN | CHN | Shandong | minor | 1081960 | 1156935002
Mizil, Prahova, Romania | Mizil | Mizil | 45 | 26.4406 | Romania | RO | ROU | Prahova |  | 14312 | 1642044399
Mizunami, Gifu, Japan | Mizunami | Mizunami | 35.3619 | 137.2544 | Japan | JP | JPN | Gifu |  | 37164 | 1392283682
Mjölby, Östergötland, Sweden | Mjölby | Mjolby | 58.3321 | 15.1312 | Sweden | SE | SWE | Östergötland | minor | 13914 | 1752185099
Mkazi, Grande Comore, Comoros | Mkazi | Mkazi | -11.7323 | 43.2671 | Comoros | KM | COM | Grande Comore |  | 8438 | 1174910201
Mkokotoni, Zanzibar North, Tanzania | Mkokotoni | Mkokotoni | -5.88 | 39.2731 | Tanzania | TZ | TZA | Zanzibar North | minor | 2572 | 1834206004
Mladá Boleslav, Středočeský Kraj, Czechia | Mladá Boleslav | Mlada Boleslav | 50.4125 | 14.9064 | Czechia | CZ | CZE | Středočeský Kraj |  | 44740 | 1203616853
Mława, Mazowieckie, Poland | Mława | Mlawa | 53.1167 | 20.3667 | Poland | PL | POL | Mazowieckie | minor | 29836 | 1616236136
Mmabatho, North West, South Africa | Mmabatho | Mmabatho | -25.85 | 25.6333 | South Africa | ZA | ZAF | North West |  | 104428 | 1710524815
Mnichovo Hradiště, Středočeský Kraj, Czechia | Mnichovo Hradiště | Mnichovo Hradiste | 50.5273 | 14.9714 | Czechia | CZ | CZE | Středočeský Kraj |  | 8846 | 1203949277
Mníšek pod Brdy, Středočeský Kraj, Czechia | Mníšek pod Brdy | Mnisek pod Brdy | 49.8666 | 14.2618 | Czechia | CZ | CZE | Středočeský Kraj |  | 5933 | 1203937127
Mo i Rana, Nordland, Norway | Mo i Rana | Mo i Rana | 66.3167 | 14.1667 | Norway | NO | NOR | Nordland | minor | 18899 | 1578067925
Moa, Holguín, Cuba | Moa | Moa | 20.6397 | -74.9175 | Cuba | CU | CUB | Holguín | minor | 57652 | 1192288426
Moab, Utah, United States | Moab | Moab | 38.5701 | -109.5477 | United States | US | USA | Utah |  | 7278 | 1840020227
Moanda, Kongo Central, Congo (Kinshasa) | Moanda | Moanda | -5.9229 | 12.355 | Congo (Kinshasa) | CD | COD | Kongo Central |  | 153915 | 1180108441
Moanda, Haut-Ogooué, Gabon | Moanda | Moanda | -1.5655 | 13.2 | Gabon | GA | GAB | Haut-Ogooué |  | 30151 | 1266295581
Moapa Valley, Nevada, United States | Moapa Valley | Moapa Valley | 36.6078 | -114.4566 | United States | US | USA | Nevada |  | 6843 | 1840033831
Moatize, Tete, Mozambique | Moatize | Moatize | -16.1167 | 33.75 | Mozambique | MZ | MOZ | Tete |  | 42000 | 1508074512
Moba, Tanganyika, Congo (Kinshasa) | Moba | Moba | -7.0596 | 29.72 | Congo (Kinshasa) | CD | COD | Tanganyika |  | 10006 | 1180776583
Mobara, Chiba, Japan | Mobara | Mobara | 35.4283 | 140.2881 | Japan | JP | JPN | Chiba |  | 87450 | 1392225442
Mobārakeh, Eşfahān, Iran | Mobārakeh | Mobarakeh | 32.3464 | 51.5044 | Iran | IR | IRN | Eşfahān | minor | 62454 | 1364110841
Mobaye, Basse-Kotto, Central African Republic | Mobaye | Mobaye | 4.3167 | 21.1833 | Central African Republic | CF | CAF | Basse-Kotto | admin | 7176 | 1140935252
Moberly, Missouri, United States | Moberly | Moberly | 39.419 | -92.4365 | United States | US | USA | Missouri |  | 13574 | 1840008463
Mobetsu, Hokkaidō, Japan | Mobetsu | Mobetsu | 44.3564 | 143.3542 | Japan | JP | JPN | Hokkaidō |  | 21709 | 1392557863
Mobile, Alabama, United States | Mobile | Mobile | 30.6783 | -88.1162 | United States | US | USA | Alabama |  | 315502 | 1840006009
Moca, Cibao Norte, Dominican Republic | Moca | Moca | 19.397 | -70.523 | Dominican Republic | DO | DOM | Cibao Norte | minor | 61834 | 1214863528
Moçâmedes, Namibe, Angola | Moçâmedes | Mocamedes | -15.1953 | 12.1508 | Angola | AO | AGO | Namibe | admin | 162000 | 1024785067
Mocha, Ta‘izz, Yemen | Mocha | Mocha | 13.3167 | 43.25 | Yemen | YE | YEM | Ta‘izz | minor | 14562 | 1887487308
Mochudi, Kgatleng, Botswana | Mochudi | Mochudi | -24.377 | 26.152 | Botswana | BW | BWA | Kgatleng | admin | 39700 | 1072876960
Mocímboa, Cabo Delgado, Mozambique | Mocímboa | Mocimboa | -11.3196 | 40.35 | Mozambique | MZ | MOZ | Cabo Delgado |  | 27909 | 1508815299
Mocímboa da Praia, Cabo Delgado, Mozambique | Mocímboa da Praia | Mocimboa da Praia | -11.35 | 40.3333 | Mozambique | MZ | MOZ | Cabo Delgado |  | 30950 | 1508896362
Möckern, Saxony-Anhalt, Germany | Möckern | Mockern | 52.1406 | 11.9525 | Germany | DE | DEU | Saxony-Anhalt |  | 12874 | 1276562892
Möckmühl, Baden-Württemberg, Germany | Möckmühl | Mockmuhl | 49.3167 | 9.35 | Germany | DE | DEU | Baden-Württemberg |  | 8078 | 1276533939
Mocksville, North Carolina, United States | Mocksville | Mocksville | 35.9006 | -80.5631 | United States | US | USA | North Carolina |  | 5397 | 1840016212
Mocoa, Putumayo, Colombia | Mocoa | Mocoa | 1.15 | -76.63 | Colombia | CO | COL | Putumayo | admin | 22035 | 1170970726
Mococa, São Paulo, Brazil | Mococa | Mococa | -21.4678 | -47.0047 | Brazil | BR | BRA | São Paulo |  | 68797 | 1076000865
Mocuba, Zambézia, Mozambique | Mocuba | Mocuba | -16.8391 | 36.9855 | Mozambique | MZ | MOZ | Zambézia |  | 69045 | 1508922450
Mocuba, Zambézia, Mozambique | Mocuba | Mocuba | -16.8496 | 38.26 | Mozambique | MZ | MOZ | Zambézia |  | 68984 | 1508699932
Modena, Emilia-Romagna, Italy | Modena | Modena | 44.6458 | 10.9257 | Italy | IT | ITA | Emilia-Romagna | minor | 184727 | 1380306270
Modesto, California, United States | Modesto | Modesto | 37.6374 | -121.0028 | United States | US | USA | California |  | 383134 | 1840020287
Modi‘in Makkabbim Re‘ut, Central, Israel | Modi‘in Makkabbim Re‘ut | Modi`in Makkabbim Re`ut | 31.9339 | 34.9856 | Israel | IL | ISR | Central |  | 90013 | 1376334230
Mödling, Niederösterreich, Austria | Mödling | Modling | 48.0856 | 16.2831 | Austria | AT | AUT | Niederösterreich | minor | 20555 | 1040024396
Modra, Bratislavský, Slovakia | Modra | Modra | 48.3331 | 17.3069 | Slovakia | SK | SVK | Bratislavský |  | 8976 | 1703770416
Modřice, Jihomoravský Kraj, Czechia | Modřice | Modrice | 49.1279 | 16.6144 | Czechia | CZ | CZE | Jihomoravský Kraj |  | 5329 | 1203997915
Moe, Victoria, Australia | Moe | Moe | -38.1722 | 146.2678 | Australia | AU | AUS | Victoria |  | 8778 | 1036922580
Moengo, Marowijne, Suriname | Moengo | Moengo | 5.6167 | -54.4 | Suriname | SR | SUR | Marowijne |  | 8252 | 1740230194
Moers, North Rhine-Westphalia, Germany | Moers | Moers | 51.4592 | 6.6197 | Germany | DE | DEU | North Rhine-Westphalia |  | 103725 | 1276257182
Mogadishu, Banaadir, Somalia | Mogadishu | Mogadishu | 2.0408 | 45.3425 | Somalia | SO | SOM | Banaadir | primary | 2120000 | 1706893395
Mogi das Cruzes, São Paulo, Brazil | Mogi das Cruzes | Mogi das Cruzes | -23.5228 | -46.1931 | Brazil | BR | BRA | São Paulo |  | 424633 | 1076857883
Mogi Guaçu, São Paulo, Brazil | Mogi Guaçu | Mogi Guacu | -22.3719 | -46.9419 | Brazil | BR | BRA | São Paulo |  | 147233 | 1076749992
Mogi Mirim, São Paulo, Brazil | Mogi Mirim | Mogi Mirim | -22.4319 | -46.9578 | Brazil | BR | BRA | São Paulo |  | 91483 | 1076719683
Mogila, Mogila, Macedonia | Mogila | Mogila | 41.1083 | 21.3786 | Macedonia | MK | MKD | Mogila | admin |  | 1807583335
Mogocha, Zabaykal’skiy Kray, Russia | Mogocha | Mogocha | 53.7333 | 119.7667 | Russia | RU | RUS | Zabaykal’skiy Kray |  | 13285 | 1643177886
Moguer, Andalusia, Spain | Moguer | Moguer | 37.2747 | -6.8386 | Spain | ES | ESP | Andalusia |  | 22088 | 1724821530
Mohács, Baranya, Hungary | Mohács | Mohacs | 45.9958 | 18.6797 | Hungary | HU | HUN | Baranya | minor | 17089 | 1348907014
Mohale’s Hoek, Mohale’s Hoek, Lesotho | Mohale’s Hoek | Mohale's Hoek | -30.159 | 27.48 | Lesotho | LS | LSO | Mohale’s Hoek | admin | 24992 | 1426343192
Moḩammad Shahr, Alborz, Iran | Moḩammad Shahr | Mohammad Shahr | 35.7631 | 50.9172 | Iran | IR | IRN | Alborz |  | 119418 | 1364247384
Mohammedia, Casablanca-Settat, Morocco | Mohammedia | Mohammedia | 33.6833 | -7.3833 | Morocco | MA | MAR | Casablanca-Settat |  | 208612 | 1504542634
Mohelnice, Olomoucký Kraj, Czechia | Mohelnice | Mohelnice | 49.777 | 16.9195 | Czechia | CZ | CZE | Olomoucký Kraj |  | 9234 | 1203067373
Möhlin, Aargau, Switzerland | Möhlin | Mohlin | 47.5583 | 7.8458 | Switzerland | CH | CHE | Aargau |  | 11042 | 1756997029
Mohyliv-Podil’s’kyy, Vinnyts’ka Oblast’, Ukraine | Mohyliv-Podil’s’kyy | Mohyliv-Podil's'kyy | 48.45 | 27.7833 | Ukraine | UA | UKR | Vinnyts’ka Oblast’ | minor | 30982 | 1804578556
Moimenta da Beira, Viseu, Portugal | Moimenta da Beira | Moimenta da Beira | 40.9819 | -7.6158 | Portugal | PT | PRT | Viseu | minor | 10212 | 1620112700
Moita, Setúbal, Portugal | Moita | Moita | 38.65 | -8.9833 | Portugal | PT | PRT | Setúbal | minor | 66029 | 1620000010
Mojkovac, Mojkovac, Montenegro | Mojkovac | Mojkovac | 42.96 | 19.58 | Montenegro | ME | MNE | Mojkovac | admin | 10066 | 1499103009
Mojokerto, Jawa Timur, Indonesia | Mojokerto | Mojokerto | -7.4722 | 112.4336 | Indonesia | ID | IDN | Jawa Timur |  | 130196 | 1360053101
Mokena, Illinois, United States | Mokena | Mokena | 41.5327 | -87.8779 | United States | US | USA | Illinois |  | 20159 | 1840011491
Mokhotlong, Mokhotlong, Lesotho | Mokhotlong | Mokhotlong | -29.2885 | 29.0656 | Lesotho | LS | LSO | Mokhotlong | admin | 8809 | 1426785819
Mokpo, Jeonnam, Korea, South | Mokpo | Mokpo | 34.7936 | 126.3886 | Korea, South | KR | KOR | Jeonnam | minor | 239524 | 1410279439
Mokronog, Mokronog-Trebelno, Slovenia | Mokronog | Mokronog | 45.9342 | 15.1408 | Slovenia | SI | SVN | Mokronog-Trebelno | admin |  | 1705336506
Molalla, Oregon, United States | Molalla | Molalla | 45.1502 | -122.5844 | United States | US | USA | Oregon |  | 10001 | 1840019953
Molango, Hidalgo, Mexico | Molango | Molango | 20.7844 | -98.7175 | Mexico | MX | MEX | Hidalgo |  | 10385 | 1484340479
Mold, Flintshire, United Kingdom | Mold | Mold | 53.166 | -3.133 | United Kingdom | GB | GBR | Flintshire |  | 10058 | 1826650301
Moldava nad Bodvou, Košický, Slovakia | Moldava nad Bodvou | Moldava nad Bodvou | 48.6156 | 20.9992 | Slovakia | SK | SVK | Košický |  | 11260 | 1703800646
Molde, Møre og Romsdal, Norway | Molde | Molde | 62.7483 | 7.1833 | Norway | NO | NOR | Møre og Romsdal | admin | 18594 | 1578540727
Moldova Nouă, Caraş-Severin, Romania | Moldova Nouă | Moldova Noua | 44.7347 | 21.6664 | Romania | RO | ROU | Caraş-Severin |  | 12350 | 1642091214
Molepolole, Kweneng, Botswana | Molepolole | Molepolole | -24.4066 | 25.4951 | Botswana | BW | BWA | Kweneng | admin | 67598 | 1072560529
Molesey, Surrey, United Kingdom | Molesey | Molesey | 51.401 | -0.363 | United Kingdom | GB | GBR | Surrey |  | 19088 | 1826852866
Molėtai, Molėtai, Lithuania | Molėtai | Moletai | 55.2333 | 25.4167 | Lithuania | LT | LTU | Molėtai | admin | 5587 | 1440110307
Molfetta, Puglia, Italy | Molfetta | Molfetta | 41.2 | 16.6 | Italy | IT | ITA | Puglia |  | 59470 | 1380210810
Moline, Illinois, United States | Moline | Moline | 41.4821 | -90.4921 | United States | US | USA | Illinois |  | 41356 | 1840008181
Mollendo, Arequipa, Peru | Mollendo | Mollendo | -17.0167 | -72.0167 | Peru | PE | PER | Arequipa |  | 28305 | 1604134214
Mölln, Schleswig-Holstein, Germany | Mölln | Molln | 53.6269 | 10.6847 | Germany | DE | DEU | Schleswig-Holstein |  | 19031 | 1276643502
Mölndal, Västra Götaland, Sweden | Mölndal | Molndal | 57.6542 | 12.0139 | Sweden | SE | SWE | Västra Götaland | minor | 37233 | 1752307790
Molochans’k, Zaporiz’ka Oblast’, Ukraine | Molochans’k | Molochans'k | 47.2038 | 35.5985 | Ukraine | UA | UKR | Zaporiz’ka Oblast’ |  | 7040 | 1804015869
Molodohvardiisk, Luhans’ka Oblast’, Ukraine | Molodohvardiisk | Molodohvardiisk | 48.3444 | 39.6583 | Ukraine | UA | UKR | Luhans’ka Oblast’ |  | 22937 | 1804689495
Mombasa, Mombasa, Kenya | Mombasa | Mombasa | -4.05 | 39.6667 | Kenya | KE | KEN | Mombasa | admin | 1200000 | 1404512373
Momchilgrad, Kardzhali, Bulgaria | Momchilgrad | Momchilgrad | 41.5272 | 25.4075 | Bulgaria | BG | BGR | Kardzhali |  | 19609 | 1100063207
Momignies, Wallonia, Belgium | Momignies | Momignies | 50.0294 | 4.1667 | Belgium | BE | BEL | Wallonia |  | 5309 | 1056025203
Monaca, Pennsylvania, United States | Monaca | Monaca | 40.6833 | -80.2736 | United States | US | USA | Pennsylvania |  | 5421 | 1840001025
Monaco, , Monaco | Monaco | Monaco | 43.7396 | 7.4069 | Monaco | MC | MCO |  | primary | 36371 | 1492854256
Monaghan, Monaghan, Ireland | Monaghan | Monaghan | 54.2479 | -6.9708 | Ireland | IE | IRL | Monaghan | admin | 5937 | 1372399438
Monahans, Texas, United States | Monahans | Monahans | 31.6289 | -103.0403 | United States | US | USA | Texas |  | 8639 | 1840036514
Monastir, Monastir, Tunisia | Monastir | Monastir | 35.7307 | 10.7673 | Tunisia | TN | TUN | Monastir | admin | 71546 | 1788553334
Monastyryshche, Cherkas’ka Oblast’, Ukraine | Monastyryshche | Monastyryshche | 48.99 | 29.8011 | Ukraine | UA | UKR | Cherkas’ka Oblast’ | minor | 8925 | 1804117787
Monção, Viana do Castelo, Portugal | Monção | Moncao | 42.0733 | -8.48 | Portugal | PT | PRT | Viana do Castelo | minor | 19230 | 1620375502
Monchegorsk, Murmanskaya Oblast’, Russia | Monchegorsk | Monchegorsk | 67.9394 | 32.9156 | Russia | RU | RUS | Murmanskaya Oblast’ |  | 42099 | 1643634027
Mönchengladbach, North Rhine-Westphalia, Germany | Mönchengladbach | Monchengladbach | 51.2 | 6.4333 | Germany | DE | DEU | North Rhine-Westphalia | minor | 261454 | 1276982173
Monchique, Faro, Portugal | Monchique | Monchique | 37.3167 | -8.6 | Portugal | PT | PRT | Faro | minor | 6045 | 1620866674
Moncks Corner, South Carolina, United States | Moncks Corner | Moncks Corner | 33.1631 | -80.0135 | United States | US | USA | South Carolina |  | 11986 | 1840016863
Monclova, Coahuila de Zaragoza, Mexico | Monclova | Monclova | 26.9103 | -101.4222 | Mexico | MX | MEX | Coahuila de Zaragoza | minor | 231107 | 1484281759
Moncton, New Brunswick, Canada | Moncton | Moncton | 46.1328 | -64.7714 | Canada | CA | CAN | New Brunswick |  | 108620 | 1124521303
Mondim de Basto, Vila Real, Portugal | Mondim de Basto | Mondim de Basto | 41.4 | -7.95 | Portugal | PT | PRT | Vila Real | minor | 7493 | 1620754590
Mondorf-les-Bains, Remich, Luxembourg | Mondorf-les-Bains | Mondorf-les-Bains | 49.5069 | 6.2806 | Luxembourg | LU | LUX | Remich | minor | 5359 | 1442368398
Monee, Illinois, United States | Monee | Monee | 41.4181 | -87.7499 | United States | US | USA | Illinois |  | 5061 | 1840011492
Monessen, Pennsylvania, United States | Monessen | Monessen | 40.1519 | -79.8828 | United States | US | USA | Pennsylvania |  | 61960 | 1840001146
Monett, Missouri, United States | Monett | Monett | 36.922 | -93.9261 | United States | US | USA | Missouri |  | 8710 | 1840008797
Monfort Heights, Ohio, United States | Monfort Heights | Monfort Heights | 39.1822 | -84.6075 | United States | US | USA | Ohio |  | 13064 | 1840034325
Mongaguá, São Paulo, Brazil | Mongaguá | Mongagua | -24.0869 | -46.6289 | Brazil | BR | BRA | São Paulo |  | 52492 | 1076393935
Mongar, Mongar, Bhutan | Mongar | Mongar | 27.275 | 91.24 | Bhutan | BT | BTN | Mongar | admin |  | 1064208677
Mongo, Guéra, Chad | Mongo | Mongo | 12.1837 | 18.7 | Chad | TD | TCD | Guéra | admin | 27763 | 1148891648
Mongomo, Wele-Nzas, Equatorial Guinea | Mongomo | Mongomo | 1.6287 | 11.3168 | Equatorial Guinea | GQ | GNQ | Wele-Nzas | admin | 7251 | 1226565454
Mongu, Western, Zambia | Mongu | Mongu | -15.2796 | 23.12 | Zambia | ZM | ZMB | Western | admin | 52534 | 1894761291
Monheim, Bavaria, Germany | Monheim | Monheim | 48.8422 | 10.8564 | Germany | DE | DEU | Bavaria |  | 5093 | 1276076523
Monkseaton, North Tyneside, United Kingdom | Monkseaton | Monkseaton | 55.043 | -1.459 | United Kingdom | GB | GBR | North Tyneside |  | 19044 | 1826239698
Monmouth, Oregon, United States | Monmouth | Monmouth | 44.8505 | -123.2283 | United States | US | USA | Oregon |  | 20172 | 1840019971
Monmouth, Monmouthshire, United Kingdom | Monmouth | Monmouth | 51.81 | -2.72 | United Kingdom | GB | GBR | Monmouthshire |  | 10508 | 1826379429
Monmouth, Illinois, United States | Monmouth | Monmouth | 40.9141 | -90.6423 | United States | US | USA | Illinois |  | 9084 | 1840008283
Mono, Ontario, Canada | Mono | Mono | 44.0167 | -80.0667 | Canada | CA | CAN | Ontario |  | 8609 | 1124001904
Monona, Wisconsin, United States | Monona | Monona | 43.054 | -89.3334 | United States | US | USA | Wisconsin |  | 8175 | 1840002920
Monor, Pest, Hungary | Monor | Monor | 47.3475 | 19.4489 | Hungary | HU | HUN | Pest | minor | 18084 | 1348049694
Monroe, Louisiana, United States | Monroe | Monroe | 32.5183 | -92.0774 | United States | US | USA | Louisiana |  | 112891 | 1840014881
Monroe, Michigan, United States | Monroe | Monroe | 41.9154 | -83.385 | United States | US | USA | Michigan |  | 48317 | 1840003987
Monroe, New Jersey, United States | Monroe | Monroe | 40.3191 | -74.4286 | United States | US | USA | New Jersey |  | 43828 | 1840056354
Monroe, North Carolina, United States | Monroe | Monroe | 35.0061 | -80.5595 | United States | US | USA | North Carolina |  | 35540 | 1840014613
Monroe, New York, United States | Monroe | Monroe | 41.3043 | -74.1941 | United States | US | USA | New York |  | 19781 | 1840004874
Monroe, Washington, United States | Monroe | Monroe | 47.8595 | -121.9852 | United States | US | USA | Washington |  | 19776 | 1840019791
Monroe, Connecticut, United States | Monroe | Monroe | 41.3379 | -73.225 | United States | US | USA | Connecticut |  | 19621 | 1840035488
Monroe, Georgia, United States | Monroe | Monroe | 33.799 | -83.716 | United States | US | USA | Georgia |  | 16380 | 1840014786
Monroe, Ohio, United States | Monroe | Monroe | 39.4461 | -84.3666 | United States | US | USA | Ohio |  | 14015 | 1840008465
Monroe, Wisconsin, United States | Monroe | Monroe | 42.603 | -89.6382 | United States | US | USA | Wisconsin |  | 10619 | 1840002464
Monroe Township, Pennsylvania, United States | Monroe Township | Monroe Township | 40.1612 | -77.0701 | United States | US | USA | Pennsylvania |  | 6081 | 1840144640
Monroeville, Pennsylvania, United States | Monroeville | Monroeville | 40.4262 | -79.7605 | United States | US | USA | Pennsylvania |  | 27380 | 1840003631
Monrovia, Montserrado, Liberia | Monrovia | Monrovia | 6.3106 | -10.8047 | Liberia | LR | LBR | Montserrado | primary | 1021762 | 1430477826
Monrovia, California, United States | Monrovia | Monrovia | 34.165 | -117.9921 | United States | US | USA | California |  | 36331 | 1840020498
Mons, Wallonia, Belgium | Mons | Mons | 50.455 | 3.952 | Belgium | BE | BEL | Wallonia | minor | 95299 | 1056836704
Monschau, North Rhine-Westphalia, Germany | Monschau | Monschau | 50.55 | 6.25 | Germany | DE | DEU | North Rhine-Westphalia |  | 11726 | 1276023228
Mons-en-Baroeul, Hauts-de-France, France | Mons-en-Baroeul | Mons-en-Baroeul | 50.6369 | 3.1103 | France | FR | FRA | Hauts-de-France |  | 20782 | 1250409231
Monsey, New York, United States | Monsey | Monsey | 41.1181 | -74.0681 | United States | US | USA | New York |  | 22073 | 1840004961
Monson, Massachusetts, United States | Monson | Monson | 42.0934 | -72.3261 | United States | US | USA | Massachusetts |  | 8811 | 1840070156
Mont Belvieu, Texas, United States | Mont Belvieu | Mont Belvieu | 29.8524 | -94.8784 | United States | US | USA | Texas |  | 6574 | 1840020942
Montabaur, Rhineland-Palatinate, Germany | Montabaur | Montabaur | 50.4375 | 7.8258 | Germany | DE | DEU | Rhineland-Palatinate | minor | 13691 | 1276982904
Montagu, Western Cape, South Africa | Montagu | Montagu | -33.7833 | 20.1167 | South Africa | ZA | ZAF | Western Cape |  | 15176 | 1710489752
Montague, Massachusetts, United States | Montague | Montague | 42.5549 | -72.5177 | United States | US | USA | Massachusetts |  | 8334 | 1840053435
Montana, Montana, Bulgaria | Montana | Montana | 43.4078 | 23.225 | Bulgaria | BG | BGR | Montana | admin | 49597 | 1100946651
Montauban, Occitanie, France | Montauban | Montauban | 44.0181 | 1.3558 | France | FR | FRA | Occitanie | minor | 60810 | 1250412579
Montbéliard, Bourgogne-Franche-Comté, France | Montbéliard | Montbeliard | 47.51 | 6.8 | France | FR | FRA | Bourgogne-Franche-Comté | minor | 25395 | 1250390358
Montclair, California, United States | Montclair | Montclair | 34.0714 | -117.698 | United States | US | USA | California |  | 40083 | 1840020408
Montclair, New Jersey, United States | Montclair | Montclair | 40.8254 | -74.211 | United States | US | USA | New Jersey |  | 38296 | 1840131597
Montclair, Virginia, United States | Montclair | Montclair | 38.6111 | -77.34 | United States | US | USA | Virginia |  | 20494 | 1840006095
Mont-de-Marsan, Nouvelle-Aquitaine, France | Mont-de-Marsan | Mont-de-Marsan | 43.89 | -0.5 | France | FR | FRA | Nouvelle-Aquitaine | minor | 29554 | 1250242566
Monte Águila, Biobío, Chile | Monte Águila | Monte Aguila | -37.0879 | -72.4385 | Chile | CL | CHL | Biobío |  | 6574 | 1152417424
Monte Alegre do Sul, São Paulo, Brazil | Monte Alegre do Sul | Monte Alegre do Sul | -22.68 | -46.68 | Brazil | BR | BRA | São Paulo |  | 7736 | 1076576986
Monte Aprazível, São Paulo, Brazil | Monte Aprazível | Monte Aprazivel | -20.7728 | -49.7139 | Brazil | BR | BRA | São Paulo |  | 23857 | 1076150563
Monte Azul Paulista, São Paulo, Brazil | Monte Azul Paulista | Monte Azul Paulista | -20.9072 | -48.6414 | Brazil | BR | BRA | São Paulo |  | 19304 | 1076549080
Monte Chingolo, Buenos Aires, Argentina | Monte Chingolo | Monte Chingolo | -34.7333 | -58.35 | Argentina | AR | ARG | Buenos Aires |  | 85060 | 1032641177
Monte Cristi, Cibao Noroeste, Dominican Republic | Monte Cristi | Monte Cristi | 19.867 | -71.65 | Dominican Republic | DO | DOM | Cibao Noroeste | minor | 17001 | 1214970157
Monte Escobedo, Zacatecas, Mexico | Monte Escobedo | Monte Escobedo | 22.3 | -103.5667 | Mexico | MX | MEX | Zacatecas | minor | 8929 | 1484046726
Monte Mor, São Paulo, Brazil | Monte Mor | Monte Mor | -22.9467 | -47.315 | Brazil | BR | BRA | São Paulo |  | 55409 | 1076728241
Monte Plata, Higuamo, Dominican Republic | Monte Plata | Monte Plata | 18.807 | -69.784 | Dominican Republic | DO | DOM | Higuamo | minor | 15532 | 1214856228
Monte Quemado, Santiago del Estero, Argentina | Monte Quemado | Monte Quemado | -25.7996 | -62.8666 | Argentina | AR | ARG | Santiago del Estero | minor | 11387 | 1032834102
Montebello, California, United States | Montebello | Montebello | 34.0155 | -118.1108 | United States | US | USA | California |  | 61954 | 1840020499
Montecastrilli, Umbria, Italy | Montecastrilli | Montecastrilli | 42.65 | 12.4833 | Italy | IT | ITA | Umbria |  | 5037 | 1380086045
Montecito, California, United States | Montecito | Montecito | 34.4382 | -119.6286 | United States | US | USA | California |  | 8611 | 1840019182
Montecristi, Manabí, Ecuador | Montecristi | Montecristi | -1.05 | -80.6667 | Ecuador | EC | ECU | Manabí |  | 46312 | 1218883853
Montegiardino, Montegiardino, San Marino | Montegiardino | Montegiardino | 43.9092 | 12.4833 | San Marino | SM | SMR | Montegiardino | admin |  | 1674000002
Montego Bay, Saint James, Jamaica | Montego Bay | Montego Bay | 18.4667 | -77.9167 | Jamaica | JM | JAM | Saint James | admin | 110115 | 1388955058
Montélimar, Auvergne-Rhône-Alpes, France | Montélimar | Montelimar | 44.5581 | 4.7508 | France | FR | FRA | Auvergne-Rhône-Alpes |  | 61861 | 1250664551
Montemorelos, Nuevo León, Mexico | Montemorelos | Montemorelos | 25.1872 | -99.8267 | Mexico | MX | MEX | Nuevo León | minor | 60829 | 1484813948
Montemor-o-Novo, Évora, Portugal | Montemor-o-Novo | Montemor-o-Novo | 38.65 | -8.2167 | Portugal | PT | PRT | Évora | minor | 17437 | 1620010573
Montemor-o-Velho, Coimbra, Portugal | Montemor-o-Velho | Montemor-o-Velho | 40.1667 | -8.6833 | Portugal | PT | PRT | Coimbra | minor | 26171 | 1620287392
Montepuez, Cabo Delgado, Mozambique | Montepuez | Montepuez | -13.1167 | 39 | Mozambique | MZ | MOZ | Cabo Delgado |  | 72279 | 1508552201
Montereau-faut-Yonne, Île-de-France, France | Montereau-faut-Yonne | Montereau-faut-Yonne | 48.3853 | 2.9508 | France | FR | FRA | Île-de-France |  | 20206 | 1250284749
Monterey, California, United States | Monterey | Monterey | 36.5922 | -121.8807 | United States | US | USA | California |  | 28178 | 1840020358
Monterey Park, California, United States | Monterey Park | Monterey Park | 34.0497 | -118.1326 | United States | US | USA | California |  | 59669 | 1840020500
Montería, Córdoba, Colombia | Montería | Monteria | 8.76 | -75.8856 | Colombia | CO | COL | Córdoba | admin | 460223 | 1170855299
Montero, Santa Cruz, Bolivia | Montero | Montero | -17.3333 | -63.3833 | Bolivia | BO | BOL | Santa Cruz |  | 112837 | 1068836323
Monterrey, Nuevo León, Mexico | Monterrey | Monterrey | 25.6667 | -100.3 | Mexico | MX | MEX | Nuevo León | admin | 4295000 | 1484559591
Montes Claros, Minas Gerais, Brazil | Montes Claros | Montes Claros | -16.7322 | -43.8636 | Brazil | BR | BRA | Minas Gerais |  | 361915 | 1076113275
Montesano, Washington, United States | Montesano | Montesano | 47.0102 | -123.5857 | United States | US | USA | Washington |  | 8685 | 1840019847
Montevallo, Alabama, United States | Montevallo | Montevallo | 33.1246 | -86.8476 | United States | US | USA | Alabama |  | 6738 | 1840014825
Montevideo, Montevideo, Uruguay | Montevideo | Montevideo | -34.8667 | -56.1667 | Uruguay | UY | URY | Montevideo | primary | 1319108 | 1858107000
Montevideo, Minnesota, United States | Montevideo | Montevideo | 44.9505 | -95.7153 | United States | US | USA | Minnesota |  | 5001 | 1840007837
Montezuma, Georgia, United States | Montezuma | Montezuma | 32.2997 | -84.0246 | United States | US | USA | Georgia |  | 5887 | 1840014898
Montfermeil, Île-de-France, France | Montfermeil | Montfermeil | 48.9 | 2.5667 | France | FR | FRA | Île-de-France |  | 26783 | 1250655335
Montgeron, Île-de-France, France | Montgeron | Montgeron | 48.7039 | 2.4605 | France | FR | FRA | Île-de-France |  | 23775 | 1250766213
Montgomery, Alabama, United States | Montgomery | Montgomery | 32.3473 | -86.2666 | United States | US | USA | Alabama | admin | 254634 | 1840008353
Montgomery, New York, United States | Montgomery | Montgomery | 41.5399 | -74.2073 | United States | US | USA | New York |  | 23709 | 1840004875
Montgomery, New Jersey, United States | Montgomery | Montgomery | 40.426 | -74.6791 | United States | US | USA | New Jersey |  | 22955 | 1840081698
Montgomery, Illinois, United States | Montgomery | Montgomery | 41.7237 | -88.3631 | United States | US | USA | Illinois |  | 19638 | 1840011350
Montgomery, Ohio, United States | Montgomery | Montgomery | 39.2496 | -84.3457 | United States | US | USA | Ohio |  | 10872 | 1840008521
Montgomery, Pennsylvania, United States | Montgomery | Montgomery | 41.1709 | -76.874 | United States | US | USA | Pennsylvania |  | 6159 | 1840000631
Montgomery Township, Pennsylvania, United States | Montgomery Township | Montgomery Township | 40.2411 | -75.2319 | United States | US | USA | Pennsylvania |  | 25984 | 1840142129
Montgomery Township, Pennsylvania, United States | Montgomery Township | Montgomery Township | 39.7717 | -77.8979 | United States | US | USA | Pennsylvania |  | 6207 | 1840147458
Montgomery Village, Maryland, United States | Montgomery Village | Montgomery Village | 39.1783 | -77.1957 | United States | US | USA | Maryland |  | 33798 | 1840005834
Montgomeryville, Pennsylvania, United States | Montgomeryville | Montgomeryville | 40.2502 | -75.2405 | United States | US | USA | Pennsylvania |  | 13271 | 1840005457
Monthey, Valais, Switzerland | Monthey | Monthey | 46.25 | 6.95 | Switzerland | CH | CHE | Valais |  | 17563 | 1756628597
Monticello, Minnesota, United States | Monticello | Monticello | 45.298 | -93.7984 | United States | US | USA | Minnesota |  | 27665 | 1840007795
Monticello, Arkansas, United States | Monticello | Monticello | 33.6258 | -91.7934 | United States | US | USA | Arkansas |  | 9409 | 1840014805
Monticello, Indiana, United States | Monticello | Monticello | 40.7455 | -86.7669 | United States | US | USA | Indiana |  | 8416 | 1840008296
Monticello, New York, United States | Monticello | Monticello | 41.6522 | -74.6876 | United States | US | USA | New York |  | 7468 | 1840004791
Monticello, Kentucky, United States | Monticello | Monticello | 36.8404 | -84.8506 | United States | US | USA | Kentucky |  | 6499 | 1840014404
Monticello, Illinois, United States | Monticello | Monticello | 40.0341 | -88.5729 | United States | US | USA | Illinois |  | 5396 | 1840008377
Montigny-le-Bretonneux, Île-de-France, France | Montigny-le-Bretonneux | Montigny-le-Bretonneux | 48.7711 | 2.0333 | France | FR | FRA | Île-de-France |  | 32929 | 1250533450
Montigny-lès-Cormeilles, Île-de-France, France | Montigny-lès-Cormeilles | Montigny-les-Cormeilles | 48.9944 | 2.1958 | France | FR | FRA | Île-de-France |  | 21601 | 1250292359
Montigny-lès-Metz, Grand Est, France | Montigny-lès-Metz | Montigny-les-Metz | 49.1006 | 6.1539 | France | FR | FRA | Grand Est |  | 21819 | 1250863295
Montijo, Setúbal, Portugal | Montijo | Montijo | 38.7049 | -8.9757 | Portugal | PT | PRT | Setúbal | minor | 51222 | 1620226078
Mont-Joli, Quebec, Canada | Mont-Joli | Mont-Joli | 48.58 | -68.18 | Canada | CA | CAN | Quebec |  | 6281 | 1124642037
Mont-Laurier, Quebec, Canada | Mont-Laurier | Mont-Laurier | 46.55 | -75.5 | Canada | CA | CAN | Quebec |  | 13779 | 1124355399
Montluçon, Auvergne-Rhône-Alpes, France | Montluçon | Montlucon | 46.3408 | 2.6033 | France | FR | FRA | Auvergne-Rhône-Alpes | minor | 35653 | 1250269997
Montmagny, Quebec, Canada | Montmagny | Montmagny | 46.9833 | -70.55 | Canada | CA | CAN | Quebec |  | 11491 | 1124025705
Montmorency, Île-de-France, France | Montmorency | Montmorency | 48.9906 | 2.3228 | France | FR | FRA | Île-de-France |  | 21461 | 1250939076
Montpelier, Vermont, United States | Montpelier | Montpelier | 44.2658 | -72.5717 | United States | US | USA | Vermont | admin | 7372 | 1840002187
Montpellier, Occitanie, France | Montpellier | Montpellier | 43.6119 | 3.8772 | France | FR | FRA | Occitanie | minor | 607896 | 1250819356
Montréal, Quebec, Canada | Montréal | Montreal | 45.5089 | -73.5617 | Canada | CA | CAN | Quebec |  | 3519595 | 1124586170
Montréal-Ouest, Quebec, Canada | Montréal-Ouest | Montreal-Ouest | 45.4536 | -73.6472 | Canada | CA | CAN | Quebec |  | 5085 | 1124001742
Montreuil, Île-de-France, France | Montreuil | Montreuil | 48.8611 | 2.4436 | France | FR | FRA | Île-de-France |  | 109897 | 1250689747
Montreux, Vaud, Switzerland | Montreux | Montreux | 46.4333 | 6.9167 | Switzerland | CH | CHE | Vaud |  | 25984 | 1756041272
Montrose, Colorado, United States | Montrose | Montrose | 38.469 | -107.859 | United States | US | USA | Colorado |  | 23478 | 1840020251
Montrose, Angus, United Kingdom | Montrose | Montrose | 56.708 | -2.467 | United Kingdom | GB | GBR | Angus |  | 11955 | 1826865974
Montrose, Virginia, United States | Montrose | Montrose | 37.52 | -77.3772 | United States | US | USA | Virginia |  | 7810 | 1840006389
Montrose, Minnesota, United States | Montrose | Montrose | 45.0668 | -93.9206 | United States | US | USA | Minnesota |  | 5208 | 1840007796
Montrouge, Île-de-France, France | Montrouge | Montrouge | 48.8172 | 2.3219 | France | FR | FRA | Île-de-France |  | 50260 | 1250189603
Mont-Royal, Quebec, Canada | Mont-Royal | Mont-Royal | 45.5161 | -73.6431 | Canada | CA | CAN | Quebec |  | 19503 | 1124001920
Mont-Saint-Hilaire, Quebec, Canada | Mont-Saint-Hilaire | Mont-Saint-Hilaire | 45.5622 | -73.1917 | Canada | CA | CAN | Quebec |  | 18200 | 1124333461
Mont-Saint-Martin, Grand Est, France | Mont-Saint-Martin | Mont-Saint-Martin | 49.5406 | 5.7794 | France | FR | FRA | Grand Est |  | 8807 | 1250537534
Mont-Tremblant, Quebec, Canada | Mont-Tremblant | Mont-Tremblant | 46.1167 | -74.6 | Canada | CA | CAN | Quebec |  | 9646 | 1124041173
Montvale, New Jersey, United States | Montvale | Montvale | 41.0529 | -74.0499 | United States | US | USA | New Jersey |  | 8570 | 1840000906
Montville, New Jersey, United States | Montville | Montville | 40.9135 | -74.3594 | United States | US | USA | New Jersey |  | 21516 | 1840081737
Montville, Connecticut, United States | Montville | Montville | 41.4636 | -72.157 | United States | US | USA | Connecticut |  | 19094 | 1840045046
Monument, Colorado, United States | Monument | Monument | 39.0735 | -104.8467 | United States | US | USA | Colorado |  | 8097 | 1840022474
Monywa, Sagaing, Burma | Monywa | Monywa | 22.1083 | 95.1358 | Burma | MM | MMR | Sagaing |  | 207489 | 1104777345
Monza, Lombardy, Italy | Monza | Monza | 45.5836 | 9.2736 | Italy | IT | ITA | Lombardy | minor | 122728 | 1380622727
Moody, Alabama, United States | Moody | Moody | 33.5986 | -86.4963 | United States | US | USA | Alabama |  | 13065 | 1840014770
Mooka, Tochigi, Japan | Mooka | Mooka | 36.4403 | 140.0131 | Japan | JP | JPN | Tochigi |  | 79109 | 1392952105
Moon, Pennsylvania, United States | Moon | Moon | 40.5082 | -80.2073 | United States | US | USA | Pennsylvania |  | 25464 | 1840035106
Moorbad Lobenstein, Thuringia, Germany | Moorbad Lobenstein | Moorbad Lobenstein | 50.4522 | 11.6393 | Germany | DE | DEU | Thuringia |  | 5931 | 1276247046
Moore, Oklahoma, United States | Moore | Moore | 35.3293 | -97.4758 | United States | US | USA | Oklahoma |  | 62055 | 1840020449
Moore, Pennsylvania, United States | Moore | Moore | 40.7798 | -75.422 | United States | US | USA | Pennsylvania |  | 9275 | 1840142184
Moores Mill, Alabama, United States | Moores Mill | Moores Mill | 34.8491 | -86.5222 | United States | US | USA | Alabama |  | 6815 | 1840013547
Moorestown, New Jersey, United States | Moorestown | Moorestown | 39.9784 | -74.9413 | United States | US | USA | New Jersey |  | 20436 | 1840081626
Moorestown-Lenola, New Jersey, United States | Moorestown-Lenola | Moorestown-Lenola | 39.9659 | -74.9643 | United States | US | USA | New Jersey |  | 13800 | 1840035113
Mooresville, North Carolina, United States | Mooresville | Mooresville | 35.5849 | -80.8265 | United States | US | USA | North Carolina |  | 39132 | 1840016215
Mooresville, Indiana, United States | Mooresville | Mooresville | 39.6022 | -86.3681 | United States | US | USA | Indiana |  | 9788 | 1840009668
Moorhead, Minnesota, United States | Moorhead | Moorhead | 46.8673 | -96.7461 | United States | US | USA | Minnesota |  | 43652 | 1840007731
Mooroopna, Victoria, Australia | Mooroopna | Mooroopna | -36.3833 | 145.35 | Australia | AU | AUS | Victoria |  | 7942 | 1036788714
Moorpark, California, United States | Moorpark | Moorpark | 34.2855 | -118.877 | United States | US | USA | California |  | 36375 | 1840020472
Moorreesburg, Western Cape, South Africa | Moorreesburg | Moorreesburg | -33.15 | 18.6667 | South Africa | ZA | ZAF | Western Cape |  | 12877 | 1710940552
Moosburg, Bavaria, Germany | Moosburg | Moosburg | 48.4667 | 11.9333 | Germany | DE | DEU | Bavaria |  | 18510 | 1276561909
Moose Jaw, Saskatchewan, Canada | Moose Jaw | Moose Jaw | 50.3933 | -105.5519 | Canada | CA | CAN | Saskatchewan |  | 33890 | 1124806868
Moosic, Pennsylvania, United States | Moosic | Moosic | 41.3584 | -75.7027 | United States | US | USA | Pennsylvania |  | 5832 | 1840003385
Mopipi, Central, Botswana | Mopipi | Mopipi | -21.1795 | 24.88 | Botswana | BW | BWA | Central |  | 3301 | 1072326657
Mopti, Mopti, Mali | Mopti | Mopti | 14.49 | -4.18 | Mali | ML | MLI | Mopti | admin | 108456 | 1466352252
Moquegua, Moquegua, Peru | Moquegua | Moquegua | -17.2 | -70.9333 | Peru | PE | PER | Moquegua | admin | 69882 | 1604230427
Mór, Fejér, Hungary | Mór | Mor | 47.3717 | 18.2086 | Hungary | HU | HUN | Fejér | minor | 13936 | 1348505276
Mora, Dalarna, Sweden | Mora | Mora | 61.0096 | 14.5635 | Sweden | SE | SWE | Dalarna | minor | 12858 | 1752665392
Morādābād, Uttar Pradesh, India | Morādābād | Moradabad | 28.8418 | 78.7568 | India | IN | IND | Uttar Pradesh |  | 787000 | 1356269375
Moraga, California, United States | Moraga | Moraga | 37.8439 | -122.1225 | United States | US | USA | California |  | 17783 | 1840022538
Mórahalom, Csongrád, Hungary | Mórahalom | Morahalom | 46.2167 | 19.8833 | Hungary | HU | HUN | Csongrád | minor | 6145 | 1348258355
Moraine, Ohio, United States | Moraine | Moraine | 39.6983 | -84.2459 | United States | US | USA | Ohio |  | 6470 | 1840003784
Moraleja, Extremadura, Spain | Moraleja | Moraleja | 40.0695 | -6.6572 | Spain | ES | ESP | Extremadura |  | 6750 | 1724066264
Moranbah, Queensland, Australia | Moranbah | Moranbah | -22.0016 | 148.0533 | Australia | AU | AUS | Queensland |  | 8735 | 1036916453
Morant Bay, Saint Thomas, Jamaica | Morant Bay | Morant Bay | 17.8814 | -76.4092 | Jamaica | JM | JAM | Saint Thomas | admin |  | 1388124588
Moratuwa, Western, Sri Lanka | Moratuwa | Moratuwa | 6.7804 | 79.88 | Sri Lanka | LK | LKA | Western |  | 200000 | 1144324309
Moravče, Moravče, Slovenia | Moravče | Moravce | 46.1369 | 14.745 | Slovenia | SI | SVN | Moravče | admin |  | 1705291500
Moravská Třebová, Pardubický Kraj, Czechia | Moravská Třebová | Moravska Trebova | 49.758 | 16.6643 | Czechia | CZ | CZE | Pardubický Kraj |  | 9948 | 1203455488
Moravské Budějovice, Vysočina, Czechia | Moravské Budějovice | Moravske Budejovice | 49.0521 | 15.8087 | Czechia | CZ | CZE | Vysočina |  | 7300 | 1203654629
Moravske-Toplice, Moravske Toplice, Slovenia | Moravske-Toplice | Moravske-Toplice | 46.6875 | 16.2256 | Slovenia | SI | SVN | Moravske Toplice | admin |  | 1705126489
Moravský Krumlov, Jihomoravský Kraj, Czechia | Moravský Krumlov | Moravsky Krumlov | 49.049 | 16.3117 | Czechia | CZ | CZE | Jihomoravský Kraj |  | 5715 | 1203850566
Morawa, Western Australia, Australia | Morawa | Morawa | -29.2111 | 116.009 | Australia | AU | AUS | Western Australia |  | 532 | 1036194388
Morden, Merton, United Kingdom | Morden | Morden | 51.4015 | -0.1949 | United Kingdom | GB | GBR | Merton |  | 48233 | 1826667903
Morden, Manitoba, Canada | Morden | Morden | 49.1919 | -98.1006 | Canada | CA | CAN | Manitoba |  | 8668 | 1124327817
Moreau, New York, United States | Moreau | Moreau | 43.2469 | -73.6659 | United States | US | USA | New York |  | 15273 | 1840087689
Morecambe, Lancashire, United Kingdom | Morecambe | Morecambe | 54.073 | -2.87 | United Kingdom | GB | GBR | Lancashire |  | 60768 | 1826651603
Moree, New South Wales, Australia | Moree | Moree | -29.465 | 149.8344 | Australia | AU | AUS | New South Wales |  | 9311 | 1036377829
Morehead, Kentucky, United States | Morehead | Morehead | 38.1906 | -83.4467 | United States | US | USA | Kentucky |  | 8044 | 1840014291
Morehead City, North Carolina, United States | Morehead City | Morehead City | 34.7308 | -76.7387 | United States | US | USA | North Carolina |  | 49760 | 1840016482
Morelia, Michoacán de Ocampo, Mexico | Morelia | Morelia | 19.7683 | -101.1894 | Mexico | MX | MEX | Michoacán de Ocampo |  | 784776 | 1484669072
Moreno Valley, California, United States | Moreno Valley | Moreno Valley | 33.9244 | -117.2045 | United States | US | USA | California |  | 213055 | 1840020552
Moreton, Wirral, United Kingdom | Moreton | Moreton | 53.401 | -3.111 | United Kingdom | GB | GBR | Wirral |  | 17670 | 1826866856
Mörfelden-Walldorf, Hesse, Germany | Mörfelden-Walldorf | Morfelden-Walldorf | 49.9896 | 8.5661 | Germany | DE | DEU | Hesse |  | 34828 | 1276425407
Morgan City, Louisiana, United States | Morgan City | Morgan City | 29.7041 | -91.192 | United States | US | USA | Louisiana |  | 27728 | 1840015056
Morgan Hill, California, United States | Morgan Hill | Morgan Hill | 37.1326 | -121.6417 | United States | US | USA | California |  | 45952 | 1840020331
Morganfield, Kentucky, United States | Morganfield | Morganfield | 37.6869 | -87.8876 | United States | US | USA | Kentucky |  | 5337 | 1840014342
Morganton, North Carolina, United States | Morganton | Morganton | 35.7408 | -81.7003 | United States | US | USA | North Carolina |  | 16577 | 1840014504
Morgantown, West Virginia, United States | Morgantown | Morgantown | 39.638 | -79.9468 | United States | US | USA | West Virginia |  | 72458 | 1840005647
Morganville, New Jersey, United States | Morganville | Morganville | 40.3756 | -74.2444 | United States | US | USA | New Jersey |  | 5041 | 1840005442
Morges, Vaud, Switzerland | Morges | Morges | 46.5094 | 6.4986 | Switzerland | CH | CHE | Vaud |  | 15838 | 1756647288
Mori, Shizuoka, Japan | Mori | Mori | 34.8356 | 137.9272 | Japan | JP | JPN | Shizuoka |  | 17709 | 1392757253
Moringen, Lower Saxony, Germany | Moringen | Moringen | 51.7 | 9.8667 | Germany | DE | DEU | Lower Saxony |  | 6956 | 1276640951
Morinville, Alberta, Canada | Morinville | Morinville | 53.8022 | -113.6497 | Canada | CA | CAN | Alberta |  | 9848 | 1124322535
Morioka, Iwate, Japan | Morioka | Morioka | 39.6833 | 141.15 | Japan | JP | JPN | Iwate | admin | 292554 | 1392981957
Moritake, Akita, Japan | Moritake | Moritake | 40.1017 | 140.005 | Japan | JP | JPN | Akita |  | 15534 | 1392471359
Moriyama, Shiga, Japan | Moriyama | Moriyama | 35.0589 | 135.9944 | Japan | JP | JPN | Shiga |  | 82526 | 1392937175
Morley, Leeds, United Kingdom | Morley | Morley | 53.7492 | -1.6023 | United Kingdom | GB | GBR | Leeds |  | 44440 | 1826138121
Morogoro, Morogoro, Tanzania | Morogoro | Morogoro | -6.8242 | 37.6633 | Tanzania | TZ | TZA | Morogoro | admin | 207000 | 1834185429
Morohongō, Saitama, Japan | Morohongō | Morohongo | 35.9417 | 139.3161 | Japan | JP | JPN | Saitama |  | 35877 | 1392302813
Moroleón, Guanajuato, Mexico | Moroleón | Moroleon | 20.1333 | -101.2 | Mexico | MX | MEX | Guanajuato | minor | 41909 | 1484802402
Morombe, Toliara, Madagascar | Morombe | Morombe | -21.7391 | 43.3657 | Madagascar | MG | MDG | Toliara |  | 16727 | 1450018559
Morón, Buenos Aires, Argentina | Morón | Moron | -34.65 | -58.6167 | Argentina | AR | ARG | Buenos Aires | minor | 99066 | 1032773254
Morón, Ciego de Ávila, Cuba | Morón | Moron | 22.1108 | -78.6278 | Cuba | CU | CUB | Ciego de Ávila | minor | 59371 | 1192161102
Mörön, Hövsgöl, Mongolia | Mörön | Moron | 49.6375 | 100.1614 | Mongolia | MN | MNG | Hövsgöl | admin | 36082 | 1496482400
Morondava, Toliara, Madagascar | Morondava | Morondava | -20.2833 | 44.2833 | Madagascar | MG | MDG | Toliara | minor | 36803 | 1450721607
Moroni, Grande Comore, Comoros | Moroni | Moroni | -11.7036 | 43.2536 | Comoros | KM | COM | Grande Comore | primary | 111329 | 1174793581
Moroto, Moroto, Uganda | Moroto | Moroto | 2.5403 | 34.64 | Uganda | UG | UGA | Moroto | admin | 371 | 1800980026
Morozovsk, Rostovskaya Oblast’, Russia | Morozovsk | Morozovsk | 48.35 | 41.8333 | Russia | RU | RUS | Rostovskaya Oblast’ | minor | 25198 | 1643038040
Morpeth, Northumberland, United Kingdom | Morpeth | Morpeth | 55.1675 | -1.6908 | United Kingdom | GB | GBR | Northumberland |  | 14017 | 1826000022
Morrilton, Arkansas, United States | Morrilton | Morrilton | 35.1558 | -92.7387 | United States | US | USA | Arkansas |  | 6159 | 1840014564
Morrinhos, Goiás, Brazil | Morrinhos | Morrinhos | -17.7311 | -49.0994 | Brazil | BR | BRA | Goiás |  | 34143 | 1076391164
Morris, New Jersey, United States | Morris | Morris | 40.796 | -74.4945 | United States | US | USA | New Jersey |  | 22302 | 1840081723
Morris, Illinois, United States | Morris | Morris | 41.3749 | -88.4305 | United States | US | USA | Illinois |  | 17296 | 1840008243
Morris, Minnesota, United States | Morris | Morris | 45.5856 | -95.9048 | United States | US | USA | Minnesota |  | 5169 | 1840007786
Morris Plains, New Jersey, United States | Morris Plains | Morris Plains | 40.8357 | -74.4786 | United States | US | USA | New Jersey |  | 6255 | 1840003576
Morriston, Swansea, United Kingdom | Morriston | Morriston | 51.6647 | -3.9389 | United Kingdom | GB | GBR | Swansea |  | 16928 | 1826268056
Morristown, New Jersey, United States | Morristown | Morristown | 40.7966 | -74.4772 | United States | US | USA | New Jersey |  | 19261 | 1840003577
Morristown, Tennessee, United States | Morristown | Morristown | 36.2046 | -83.3006 | United States | US | USA | Tennessee |  | 61171 | 1840014467
Morristown, Vermont, United States | Morristown | Morristown | 44.5485 | -72.6376 | United States | US | USA | Vermont |  | 5420 | 1840070935
Morrisville, North Carolina, United States | Morrisville | Morrisville | 35.8367 | -78.8348 | United States | US | USA | North Carolina |  | 28846 | 1840016195
Morrisville, Pennsylvania, United States | Morrisville | Morrisville | 40.2074 | -74.78 | United States | US | USA | Pennsylvania |  | 8521 | 1840001326
Morro Agudo, São Paulo, Brazil | Morro Agudo | Morro Agudo | -20.7314 | -48.0578 | Brazil | BR | BRA | São Paulo |  | 31620 | 1076136085
Morro Bay, California, United States | Morro Bay | Morro Bay | 35.3681 | -120.8481 | United States | US | USA | California |  | 10543 | 1840020415
Morrow, Georgia, United States | Morrow | Morrow | 33.5816 | -84.3392 | United States | US | USA | Georgia |  | 7192 | 1840014814
Morsang-sur-Orge, Île-de-France, France | Morsang-sur-Orge | Morsang-sur-Orge | 48.6618 | 2.3461 | France | FR | FRA | Île-de-France |  | 20909 | 1250633800
Morshansk, Tambovskaya Oblast’, Russia | Morshansk | Morshansk | 53.45 | 41.8 | Russia | RU | RUS | Tambovskaya Oblast’ |  | 39362 | 1643010235
Morshyn, L’vivs’ka Oblast’, Ukraine | Morshyn | Morshyn | 49.155 | 23.8725 | Ukraine | UA | UKR | L’vivs’ka Oblast’ |  | 5850 | 1804460530
Morton, Illinois, United States | Morton | Morton | 40.6136 | -89.4669 | United States | US | USA | Illinois |  | 16277 | 1840011991
Morton Grove, Illinois, United States | Morton Grove | Morton Grove | 42.0423 | -87.789 | United States | US | USA | Illinois |  | 22796 | 1840011299
Mortsel, Flanders, Belgium | Mortsel | Mortsel | 51.1703 | 4.4567 | Belgium | BE | BEL | Flanders |  | 26157 | 1056283690
Morungaba, São Paulo, Brazil | Morungaba | Morungaba | -22.88 | -46.7917 | Brazil | BR | BRA | São Paulo |  | 12934 | 1076597172
Morwell, Victoria, Australia | Morwell | Morwell | -38.2333 | 146.4 | Australia | AU | AUS | Victoria |  | 14026 | 1036750619
Mosbach, Baden-Württemberg, Germany | Mosbach | Mosbach | 49.35 | 9.1333 | Germany | DE | DEU | Baden-Württemberg | minor | 23398 | 1276659317
Mosbrough, Sheffield, United Kingdom | Mosbrough | Mosbrough | 53.325 | -1.362 | United Kingdom | GB | GBR | Sheffield |  | 17097 | 1826344897
Moscow, Moskva, Russia | Moscow | Moscow | 55.7558 | 37.6178 | Russia | RU | RUS | Moskva | primary | 17125000 | 1643318494
Moscow, Idaho, United States | Moscow | Moscow | 46.7307 | -116.9986 | United States | US | USA | Idaho |  | 26145 | 1840019868
Moses Lake, Washington, United States | Moses Lake | Moses Lake | 47.128 | -119.2761 | United States | US | USA | Washington |  | 39002 | 1840019817
Mosgiel, Otago, New Zealand | Mosgiel | Mosgiel | -45.875 | 170.348 | New Zealand | NZ | NZL | Otago |  | 13400 | 1554341062
Moshi, Kilimanjaro, Tanzania | Moshi | Moshi | -3.3349 | 37.3404 | Tanzania | TZ | TZA | Kilimanjaro | admin | 144739 | 1834217168
Mositai, Inner Mongolia, China | Mositai | Mositai | 45.5266 | 119.6506 | China | CN | CHN | Inner Mongolia | minor | 102214 | 1156252271
Moskovskiy, Moskovskaya Oblast’, Russia | Moskovskiy | Moskovskiy | 55.5991 | 37.355 | Russia | RU | RUS | Moskovskaya Oblast’ |  | 50167 | 1643344934
Mosonmagyaróvár, Győr-Moson-Sopron, Hungary | Mosonmagyaróvár | Mosonmagyarovar | 47.8667 | 17.2667 | Hungary | HU | HUN | Győr-Moson-Sopron | minor | 33318 | 1348666755
Moss, Østfold, Norway | Moss | Moss | 59.437 | 10.6692 | Norway | NO | NOR | Østfold | minor | 36901 | 1578386435
Moss Bluff, Louisiana, United States | Moss Bluff | Moss Bluff | 30.3039 | -93.2051 | United States | US | USA | Louisiana |  | 12034 | 1840013962
Moss Point, Mississippi, United States | Moss Point | Moss Point | 30.424 | -88.5289 | United States | US | USA | Mississippi |  | 13350 | 1840015016
Moss Vale, New South Wales, Australia | Moss Vale | Moss Vale | -34.5483 | 150.3678 | Australia | AU | AUS | New South Wales |  | 8579 | 1036872626
Mossel Bay, Western Cape, South Africa | Mossel Bay | Mossel Bay | -34.1833 | 22.1333 | South Africa | ZA | ZAF | Western Cape |  | 59031 | 1710597106
Mossendjo, Niari, Congo (Brazzaville) | Mossendjo | Mossendjo | -2.9458 | 12.7147 | Congo (Brazzaville) | CG | COG | Niari |  | 30936 | 1178679314
Mössingen, Baden-Württemberg, Germany | Mössingen | Mossingen | 48.4064 | 9.0575 | Germany | DE | DEU | Baden-Württemberg |  | 20480 | 1276236369
Mossley, Tameside, United Kingdom | Mossley | Mossley | 53.5147 | -2.0387 | United Kingdom | GB | GBR | Tameside |  | 10921 | 1826750637
Mossoró, Rio Grande do Norte, Brazil | Mossoró | Mossoro | -5.19 | -37.34 | Brazil | BR | BRA | Rio Grande do Norte |  | 202583 | 1076461194
Most, Ústecký Kraj, Czechia | Most | Most | 50.5031 | 13.6367 | Czechia | CZ | CZE | Ústecký Kraj |  | 66034 | 1203813984
Mosta, Mosta, Malta | Mosta | Mosta | 35.9092 | 14.4256 | Malta | MT | MLT | Mosta | admin |  | 1470176983
Mostaganem, Mostaganem, Algeria | Mostaganem | Mostaganem | 35.9333 | 0.0903 | Algeria | DZ | DZA | Mostaganem | admin | 145696 | 1012061703
Mostar, Bosnia and Herzegovina, Federation of, Bosnia And Herzegovina | Mostar | Mostar | 43.3494 | 17.8125 | Bosnia And Herzegovina | BA | BIH | Bosnia and Herzegovina, Federation of | minor | 163067 | 1070000220
Moston, Manchester, United Kingdom | Moston | Moston | 53.5156 | -2.1848 | United Kingdom | GB | GBR | Manchester |  | 14518 | 1826000013
Mosul, Nīnawá, Iraq | Mosul | Mosul | 36.3667 | 43.1167 | Iraq | IQ | IRQ | Nīnawá | admin | 1694000 | 1368194914
Motegi, Tochigi, Japan | Motegi | Motegi | 36.5167 | 140.1833 | Japan | JP | JPN | Tochigi |  | 12046 | 1392187288
Motherwell, North Lanarkshire, United Kingdom | Motherwell | Motherwell | 55.7839 | -3.9852 | United Kingdom | GB | GBR | North Lanarkshire |  | 32480 | 1826854355
Motomachi, Hokkaidō, Japan | Motomachi | Motomachi | 43.8236 | 144.1072 | Japan | JP | JPN | Hokkaidō |  | 19300 | 1392132388
Motomiya, Fukushima, Japan | Motomiya | Motomiya | 37.5133 | 140.3939 | Japan | JP | JPN | Fukushima |  | 30546 | 1392717520
Motosu, Gifu, Japan | Motosu | Motosu | 35.4831 | 136.6786 | Japan | JP | JPN | Gifu |  | 33054 | 1392598380
Motril, Andalusia, Spain | Motril | Motril | 36.7453 | -3.5206 | Spain | ES | ESP | Andalusia |  | 58020 | 1724209936
Motul, Yucatán, Mexico | Motul | Motul | 21.1667 | -89.4667 | Mexico | MX | MEX | Yucatán |  | 21508 | 1484505595
Motupe, Lambayeque, Peru | Motupe | Motupe | -6.1508 | -79.7208 | Peru | PE | PER | Lambayeque |  | 13681 | 1604380129
Mouila, Ngounié, Gabon | Mouila | Mouila | -1.8667 | 11.055 | Gabon | GA | GAB | Ngounié | admin | 22469 | 1266074474
Moultrie, Georgia, United States | Moultrie | Moultrie | 31.1591 | -83.7708 | United States | US | USA | Georgia |  | 18602 | 1840014977
Mound, Minnesota, United States | Mound | Mound | 44.9328 | -93.6591 | United States | US | USA | Minnesota |  | 9509 | 1840007828
Moundou, Logone Occidental, Chad | Moundou | Moundou | 8.5667 | 16.0833 | Chad | TD | TCD | Logone Occidental | admin | 142462 | 1148369114
Mounds View, Minnesota, United States | Mounds View | Mounds View | 45.1071 | -93.2076 | United States | US | USA | Minnesota |  | 13324 | 1840007840
Moundsville, West Virginia, United States | Moundsville | Moundsville | 39.9221 | -80.7422 | United States | US | USA | West Virginia |  | 8252 | 1840005557
Mount Airy, North Carolina, United States | Mount Airy | Mount Airy | 36.5083 | -80.6154 | United States | US | USA | North Carolina |  | 19119 | 1840014430
Mount Airy, Maryland, United States | Mount Airy | Mount Airy | 39.3743 | -77.1535 | United States | US | USA | Maryland |  | 9458 | 1840005703
Mount Arlington, New Jersey, United States | Mount Arlington | Mount Arlington | 40.919 | -74.639 | United States | US | USA | New Jersey |  | 5852 | 1840003579
Mount Barker, South Australia, Australia | Mount Barker | Mount Barker | -35.0667 | 138.85 | Australia | AU | AUS | South Australia |  | 16629 | 1036530325
Mount Barker, Western Australia, Australia | Mount Barker | Mount Barker | -34.63 | 117.6669 | Australia | AU | AUS | Western Australia |  | 1905 | 1036651498
Mount Carmel, Pennsylvania, United States | Mount Carmel | Mount Carmel | 40.7959 | -76.4121 | United States | US | USA | Pennsylvania |  | 5724 | 1840000846
Mount Carmel, Illinois, United States | Mount Carmel | Mount Carmel | 38.4187 | -87.7694 | United States | US | USA | Illinois |  | 7016 | 1840008643
Mount Carmel, Ohio, United States | Mount Carmel | Mount Carmel | 39.0978 | -84.2995 | United States | US | USA | Ohio |  | 5372 | 1840034326
Mount Carmel, Tennessee, United States | Mount Carmel | Mount Carmel | 36.562 | -82.6618 | United States | US | USA | Tennessee |  | 5294 | 1840016025
Mount Clemens, Michigan, United States | Mount Clemens | Mount Clemens | 42.5976 | -82.882 | United States | US | USA | Michigan |  | 16163 | 1840003089
Mount Cotton, Queensland, Australia | Mount Cotton | Mount Cotton | -27.6188 | 153.221 | Australia | AU | AUS | Queensland |  | 6835 | 1036481380
Mount Dora, Florida, United States | Mount Dora | Mount Dora | 28.8143 | -81.6344 | United States | US | USA | Florida |  | 14516 | 1840015082
Mount Eliza, Victoria, Australia | Mount Eliza | Mount Eliza | -38.189 | 145.092 | Australia | AU | AUS | Victoria |  | 17888 | 1036041769
Mount Evelyn, Victoria, Australia | Mount Evelyn | Mount Evelyn | -37.7833 | 145.3833 | Australia | AU | AUS | Victoria |  | 9702 | 1036617292
Mount Gambier, South Australia, Australia | Mount Gambier | Mount Gambier | -37.8294 | 140.7828 | Australia | AU | AUS | South Australia |  | 29639 | 1036932780
Mount Hagen, Western Highlands, Papua New Guinea | Mount Hagen | Mount Hagen | -5.8667 | 144.2167 | Papua New Guinea | PG | PNG | Western Highlands | admin | 29765 | 1598400611
Mount Healthy, Ohio, United States | Mount Healthy | Mount Healthy | 39.2338 | -84.5469 | United States | US | USA | Ohio |  | 6736 | 1840001607
Mount Holly, North Carolina, United States | Mount Holly | Mount Holly | 35.3136 | -81.0072 | United States | US | USA | North Carolina |  | 16257 | 1840014590
Mount Holly, New Jersey, United States | Mount Holly | Mount Holly | 39.995 | -74.7863 | United States | US | USA | New Jersey |  | 9573 | 1840081635
Mount Hope, New York, United States | Mount Hope | Mount Hope | 41.46 | -74.5281 | United States | US | USA | New York |  | 6781 | 1840058322
Mount Horeb, Wisconsin, United States | Mount Horeb | Mount Horeb | 43.006 | -89.7317 | United States | US | USA | Wisconsin |  | 7520 | 1840002921
Mount Isa, Queensland, Australia | Mount Isa | Mount Isa | -20.7333 | 139.5 | Australia | AU | AUS | Queensland |  | 18588 | 1036386100
Mount Ivy, New York, United States | Mount Ivy | Mount Ivy | 41.1926 | -74.0297 | United States | US | USA | New York |  | 6925 | 1840004962
Mount Joy, Pennsylvania, United States | Mount Joy | Mount Joy | 40.1105 | -76.5065 | United States | US | USA | Pennsylvania |  | 8278 | 1840003723
Mount Juliet, Tennessee, United States | Mount Juliet | Mount Juliet | 36.1991 | -86.5114 | United States | US | USA | Tennessee |  | 37029 | 1840014465
Mount Kisco, New York, United States | Mount Kisco | Mount Kisco | 41.2018 | -73.7282 | United States | US | USA | New York |  | 10795 | 1840004936
Mount Laurel, New Jersey, United States | Mount Laurel | Mount Laurel | 39.9484 | -74.9047 | United States | US | USA | New Jersey |  | 41518 | 1840081624
Mount Lebanon, Pennsylvania, United States | Mount Lebanon | Mount Lebanon | 40.3752 | -80.0493 | United States | US | USA | Pennsylvania |  | 32540 | 1840133089
Mount Magnet, Western Australia, Australia | Mount Magnet | Mount Magnet | -28.06 | 117.846 | Australia | AU | AUS | Western Australia |  | 470 | 1036327720
Mount Olive, New Jersey, United States | Mount Olive | Mount Olive | 40.8662 | -74.7426 | United States | US | USA | New Jersey |  | 28869 | 1840081727
Mount Olive, North Carolina, United States | Mount Olive | Mount Olive | 35.1997 | -78.0662 | United States | US | USA | North Carolina |  | 5183 | 1840016321
Mount Pearl Park, Newfoundland and Labrador, Canada | Mount Pearl Park | Mount Pearl Park | 47.5189 | -52.8058 | Canada | CA | CAN | Newfoundland and Labrador |  | 22957 | 1124869949
Mount Pleasant, South Carolina, United States | Mount Pleasant | Mount Pleasant | 32.8538 | -79.8204 | United States | US | USA | South Carolina |  | 91684 | 1840017286
Mount Pleasant, New York, United States | Mount Pleasant | Mount Pleasant | 41.112 | -73.8122 | United States | US | USA | New York |  | 44873 | 1840058325
Mount Pleasant, Michigan, United States | Mount Pleasant | Mount Pleasant | 43.5966 | -84.7759 | United States | US | USA | Michigan |  | 35694 | 1840002663
Mount Pleasant, Wisconsin, United States | Mount Pleasant | Mount Pleasant | 42.7129 | -87.8875 | United States | US | USA | Wisconsin |  | 27082 | 1840038102
Mount Pleasant, Texas, United States | Mount Pleasant | Mount Pleasant | 33.1613 | -94.9717 | United States | US | USA | Texas |  | 16412 | 1840020666
Mount Pleasant, Iowa, United States | Mount Pleasant | Mount Pleasant | 40.9625 | -91.5452 | United States | US | USA | Iowa |  | 8635 | 1840000888
Mount Plymouth, Florida, United States | Mount Plymouth | Mount Plymouth | 28.8024 | -81.535 | United States | US | USA | Florida |  | 5610 | 1840014049
Mount Pocono, Pennsylvania, United States | Mount Pocono | Mount Pocono | 41.1225 | -75.3582 | United States | US | USA | Pennsylvania |  | 23820 | 1840003508
Mount Prospect, Illinois, United States | Mount Prospect | Mount Prospect | 42.0641 | -87.9375 | United States | US | USA | Illinois |  | 53719 | 1840011300
Mount Rainier, Maryland, United States | Mount Rainier | Mount Rainier | 38.9423 | -76.9645 | United States | US | USA | Maryland |  | 8093 | 1840005977
Mount Shasta, California, United States | Mount Shasta | Mount Shasta | 41.3206 | -122.315 | United States | US | USA | California |  | 7472 | 1840020106
Mount Sinai, New York, United States | Mount Sinai | Mount Sinai | 40.9372 | -73.018 | United States | US | USA | New York |  | 11529 | 1840005049
Mount Sterling, Kentucky, United States | Mount Sterling | Mount Sterling | 38.0648 | -83.9472 | United States | US | USA | Kentucky |  | 11363 | 1840014319
Mount Vernon, New York, United States | Mount Vernon | Mount Vernon | 40.9136 | -73.8291 | United States | US | USA | New York |  | 67345 | 1840000781
Mount Vernon, Washington, United States | Mount Vernon | Mount Vernon | 48.4202 | -122.3115 | United States | US | USA | Washington |  | 71422 | 1840019774
Mount Vernon, Ohio, United States | Mount Vernon | Mount Vernon | 40.3854 | -82.4734 | United States | US | USA | Ohio |  | 21864 | 1840001343
Mount Vernon, Illinois, United States | Mount Vernon | Mount Vernon | 38.314 | -88.9174 | United States | US | USA | Illinois |  | 15427 | 1840008654
Mount Vernon, Virginia, United States | Mount Vernon | Mount Vernon | 38.714 | -77.1043 | United States | US | USA | Virginia |  | 12919 | 1840006020
Mount Vernon, Indiana, United States | Mount Vernon | Mount Vernon | 37.9364 | -87.8959 | United States | US | USA | Indiana |  | 6816 | 1840013884
Mount Vernon, Iowa, United States | Mount Vernon | Mount Vernon | 41.923 | -91.4244 | United States | US | USA | Iowa |  | 6398 | 1840008100
Mount Vista, Washington, United States | Mount Vista | Mount Vista | 45.7373 | -122.6315 | United States | US | USA | Washington |  | 8703 | 1840037858
Mount Washington, Kentucky, United States | Mount Washington | Mount Washington | 38.043 | -85.5549 | United States | US | USA | Kentucky |  | 14817 | 1840014322
Mount Zion, Illinois, United States | Mount Zion | Mount Zion | 39.7794 | -88.8834 | United States | US | USA | Illinois |  | 5795 | 1840012429
Mountain Ash, Rhondda Cynon Taff, United Kingdom | Mountain Ash | Mountain Ash | 51.6814 | -3.3792 | United Kingdom | GB | GBR | Rhondda Cynon Taff |  | 7374 | 1826926732
Mountain Brook, Alabama, United States | Mountain Brook | Mountain Brook | 33.4871 | -86.74 | United States | US | USA | Alabama |  | 20297 | 1840014792
Mountain Home, Idaho, United States | Mountain Home | Mountain Home | 43.1324 | -115.6972 | United States | US | USA | Idaho |  | 16945 | 1840020017
Mountain Home, Arkansas, United States | Mountain Home | Mountain Home | 36.3348 | -92.3846 | United States | US | USA | Arkansas |  | 14317 | 1840014452
Mountain House, California, United States | Mountain House | Mountain House | 37.774 | -121.5452 | United States | US | USA | California |  | 15645 | 1840026768
Mountain Park, Georgia, United States | Mountain Park | Mountain Park | 33.8458 | -84.1313 | United States | US | USA | Georgia |  | 13877 | 1840143063
Mountain Top, Pennsylvania, United States | Mountain Top | Mountain Top | 41.1353 | -75.9045 | United States | US | USA | Pennsylvania |  | 11319 | 1840004911
Mountain View, California, United States | Mountain View | Mountain View | 37.4 | -122.0796 | United States | US | USA | California |  | 82739 | 1840020332
Mountainside, New Jersey, United States | Mountainside | Mountainside | 40.6811 | -74.36 | United States | US | USA | New Jersey |  | 6885 | 1840003612
Mountlake Terrace, Washington, United States | Mountlake Terrace | Mountlake Terrace | 47.7921 | -122.3076 | United States | US | USA | Washington |  | 21338 | 1840019792
Mountsorrel, Leicestershire, United Kingdom | Mountsorrel | Mountsorrel | 52.7167 | -1.15 | United Kingdom | GB | GBR | Leicestershire |  | 8223 | 1826286160
Moura, Beja, Portugal | Moura | Moura | 38.1397 | -7.4505 | Portugal | PT | PRT | Beja | minor | 15167 | 1620196948
Mourniés, Kríti, Greece | Mourniés | Mournies | 35.485 | 24.013 | Greece | GR | GRC | Kríti |  | 7553 | 1300122496
Moussoro, Barh el Gazel, Chad | Moussoro | Moussoro | 13.6333 | 16.4833 | Chad | TD | TCD | Barh el Gazel | admin | 16349 | 1148918270
Moyale, Marsabit, Kenya | Moyale | Moyale | 3.527 | 39.056 | Kenya | KE | KEN | Marsabit |  | 24837 | 1404689643
Moyo, Moyo, Uganda | Moyo | Moyo | 3.6504 | 31.72 | Uganda | UG | UGA | Moyo | admin | 22434 | 1800294178
Moyobamba, San Martín, Peru | Moyobamba | Moyobamba | -6.0333 | -76.9667 | Peru | PE | PER | San Martín | admin | 50073 | 1604635600
Mozdok, North Ossetia, Russia | Mozdok | Mozdok | 43.75 | 44.65 | Russia | RU | RUS | North Ossetia |  | 41728 | 1643138287
Mozhaysk, Moskovskaya Oblast’, Russia | Mozhaysk | Mozhaysk | 55.5 | 36.0333 | Russia | RU | RUS | Moskovskaya Oblast’ |  | 30190 | 1643344419
Mozhga, Udmurtiya, Russia | Mozhga | Mozhga | 56.45 | 52.2167 | Russia | RU | RUS | Udmurtiya |  | 49328 | 1643022471
Mozirje, Mozirje, Slovenia | Mozirje | Mozirje | 46.3394 | 14.9633 | Slovenia | SI | SVN | Mozirje | admin |  | 1705239053
Mpanda, Katavi, Tanzania | Mpanda | Mpanda | -6.3436 | 31.0694 | Tanzania | TZ | TZA | Katavi | admin | 73338 | 1834127573
Mparo, Kabale, Uganda | Mparo | Mparo | -1.1647 | 30.0378 | Uganda | UG | UGA | Kabale | admin |  | 1800207938
Mpigi, Mpigi, Uganda | Mpigi | Mpigi | 0.225 | 32.3136 | Uganda | UG | UGA | Mpigi | admin | 11082 | 1800370948
Mpika, Muchinga, Zambia | Mpika | Mpika | -11.83 | 31.46 | Zambia | ZM | ZMB | Muchinga |  | 28445 | 1894224372
Mpwapwa, Dodoma, Tanzania | Mpwapwa | Mpwapwa | -6.35 | 36.4833 | Tanzania | TZ | TZA | Dodoma |  | 19806 | 1834235223
Mrkonjić Grad, Srpska, Republika, Bosnia And Herzegovina | Mrkonjić Grad | Mrkonjic Grad | 44.4167 | 17.0833 | Bosnia And Herzegovina | BA | BIH | Srpska, Republika | minor | 7915 | 1070046769
Mstsislaw, Mahilyowskaya Voblasts’, Belarus | Mstsislaw | Mstsislaw | 54.0196 | 31.7247 | Belarus | BY | BLR | Mahilyowskaya Voblasts’ | minor | 10200 | 1112491469
Mszczonów, Mazowieckie, Poland | Mszczonów | Mszczonow | 51.9742 | 20.5267 | Poland | PL | POL | Mazowieckie |  | 6323 | 1616040914
Mtsensk, Orlovskaya Oblast’, Russia | Mtsensk | Mtsensk | 53.2833 | 36.5667 | Russia | RU | RUS | Orlovskaya Oblast’ |  | 38350 | 1643200546
Mtskheta, Mtskheta Mtianeti, Georgia | Mtskheta | Mtskheta | 41.85 | 44.7167 | Georgia | GE | GEO | Mtskheta Mtianeti | admin | 7940 | 1268173120
Mtwara, Mtwara, Tanzania | Mtwara | Mtwara | -10.2736 | 40.1828 | Tanzania | TZ | TZA | Mtwara | admin | 92602 | 1834044142
Muan, Jeonnam, Korea, South | Muan | Muan | 34.9897 | 126.4714 | Korea, South | KR | KOR | Jeonnam | admin |  | 1410001061
Muar, Johor, Malaysia | Muar | Muar | 2.05 | 102.56 | Malaysia | MY | MYS | Johor |  | 191346 | 1458170112
Muban Phimon Rat, Nonthaburi, Thailand | Muban Phimon Rat | Muban Phimon Rat | 13.9189 | 100.3922 | Thailand | TH | THA | Nonthaburi |  | 41498 | 1764300431
Mubende, Mubende, Uganda | Mubende | Mubende | 0.5904 | 31.37 | Uganda | UG | UGA | Mubende | admin | 18936 | 1800105368
Mubi, Adamawa, Nigeria | Mubi | Mubi | 10.2686 | 13.267 | Nigeria | NG | NGA | Adamawa | minor | 225705 | 1566265170
Mücheln, Saxony-Anhalt, Germany | Mücheln | Mucheln | 51.3 | 11.8 | Germany | DE | DEU | Saxony-Anhalt |  | 8681 | 1276286774
Muckendorf an der Donau, Niederösterreich, Austria | Muckendorf an der Donau | Muckendorf an der Donau | 48.3333 | 16.05 | Austria | AT | AUT | Niederösterreich |  | 16197 | 1040106650
Muconda, Lunda Sul, Angola | Muconda | Muconda | -10.5996 | 21.32 | Angola | AO | AGO | Lunda Sul |  | 2324 | 1024646532
Mucuchíes, Mérida, Venezuela | Mucuchíes | Mucuchies | 8.75 | -70.9167 | Venezuela | VE | VEN | Mérida | minor | 5900 | 1862256135
Mucusso, Kuando Kubango, Angola | Mucusso | Mucusso | -18.0195 | 21.43 | Angola | AO | AGO | Kuando Kubango |  | 100 | 1024035453
Mudanjiang, Heilongjiang, China | Mudanjiang | Mudanjiang | 44.5861 | 129.5997 | China | CN | CHN | Heilongjiang | minor | 2790000 | 1156249698
Mudgee, New South Wales, Australia | Mudgee | Mudgee | -32.6125 | 149.5872 | Australia | AU | AUS | New South Wales |  | 10923 | 1036213564
Mudon, Mon State, Burma | Mudon | Mudon | 16.2618 | 97.7215 | Burma | MM | MMR | Mon State |  | 152300 | 1104174785
Mufulira, Copperbelt, Zambia | Mufulira | Mufulira | -12.5546 | 28.2604 | Zambia | ZM | ZMB | Copperbelt |  | 122336 | 1894907880
Mügeln, Saxony, Germany | Mügeln | Mugeln | 51.2333 | 13.05 | Germany | DE | DEU | Saxony |  | 5913 | 1276613750
Múggia, Friuli-Venezia Giulia, Italy | Múggia | Muggia | 45.6 | 13.7667 | Italy | IT | ITA | Friuli-Venezia Giulia |  | 13111 | 1380254049
Muğla, Muğla, Turkey | Muğla | Mugla | 37.2167 | 28.3667 | Turkey | TR | TUR | Muğla | admin | 56619 | 1792992104
Muhanga, Southern Province, Rwanda | Muhanga | Muhanga | -2.0783 | 29.7581 | Rwanda | RW | RWA | Southern Province |  | 49038 | 1646187395
Muhembo, North West, Botswana | Muhembo | Muhembo | -18.2996 | 21.8 | Botswana | BW | BWA | North West |  | 757 | 1072113578
Mühlacker, Baden-Württemberg, Germany | Mühlacker | Muhlacker | 48.95 | 8.8392 | Germany | DE | DEU | Baden-Württemberg |  | 26076 | 1276456440
Mühldorf, Bavaria, Germany | Mühldorf | Muhldorf | 48.2456 | 12.5228 | Germany | DE | DEU | Bavaria | minor | 20323 | 1276623949
Muhlenberg, Pennsylvania, United States | Muhlenberg | Muhlenberg | 40.3955 | -75.925 | United States | US | USA | Pennsylvania |  | 20123 | 1840100491
Mühlhausen, Thuringia, Germany | Mühlhausen | Muhlhausen | 51.2167 | 10.45 | Germany | DE | DEU | Thuringia | minor | 36200 | 1276181580
Muisne, Esmeraldas, Ecuador | Muisne | Muisne | 0.61 | -80.02 | Ecuador | EC | ECU | Esmeraldas |  | 13393 | 1218271569
Mukacheve, Zakarpats’ka Oblast’, Ukraine | Mukacheve | Mukacheve | 48.4414 | 22.7136 | Ukraine | UA | UKR | Zakarpats’ka Oblast’ | minor | 86257 | 1804401780
Mukaiengaru, Hokkaidō, Japan | Mukaiengaru | Mukaiengaru | 44.0617 | 143.5281 | Japan | JP | JPN | Hokkaidō |  | 19751 | 1392295028
Mukdahan, Mukdahan, Thailand | Mukdahan | Mukdahan | 16.5431 | 104.7228 | Thailand | TH | THA | Mukdahan | admin | 33102 | 1764994534
Mukhomornoye, Chukotskiy Avtonomnyy Okrug, Russia | Mukhomornoye | Mukhomornoye | 66.4171 | 173.3333 | Russia | RU | RUS | Chukotskiy Avtonomnyy Okrug |  | 100 | 1643631484
Mukilteo, Washington, United States | Mukilteo | Mukilteo | 47.9096 | -122.3035 | United States | US | USA | Washington |  | 21441 | 1840019793
Mukōchō, Kyōto, Japan | Mukōchō | Mukocho | 34.9486 | 135.6983 | Japan | JP | JPN | Kyōto |  | 56415 | 1392146541
Mukono, Mukono, Uganda | Mukono | Mukono | 0.3533 | 32.7553 | Uganda | UG | UGA | Mukono | admin |  | 1800864322
Mukwonago, Wisconsin, United States | Mukwonago | Mukwonago | 42.8566 | -88.3269 | United States | US | USA | Wisconsin |  | 22185 | 1840003022
Mulanje, Mulanje, Malawi | Mulanje | Mulanje | -16.0316 | 35.5 | Malawi | MW | MWI | Mulanje | admin | 20870 | 1454459215
Muldrow, Oklahoma, United States | Muldrow | Muldrow | 35.4039 | -94.5969 | United States | US | USA | Oklahoma |  | 5478 | 1840022738
Mülheim, North Rhine-Westphalia, Germany | Mülheim | Mulheim | 51.4283 | 6.8789 | Germany | DE | DEU | North Rhine-Westphalia | minor | 170880 | 1276676856
Mülheim-Kärlich, Rhineland-Palatinate, Germany | Mülheim-Kärlich | Mulheim-Karlich | 50.3869 | 7.4953 | Germany | DE | DEU | Rhineland-Palatinate |  | 11177 | 1276940149
Mulhouse, Grand Est, France | Mulhouse | Mulhouse | 47.75 | 7.34 | France | FR | FRA | Grand Est | minor | 285121 | 1250218452
Muli, Felidhu Atholhu, Maldives | Muli | Muli | 2.9217 | 73.5811 | Maldives | MV | MDV | Felidhu Atholhu | admin |  | 1462436531
Mulifanua, Aiga-i-le-Tai, Samoa | Mulifanua | Mulifanua | -13.8318 | -172.036 | Samoa | WS | WSM | Aiga-i-le-Tai | admin |  | 1882029963
Mullaittivu, Northern, Sri Lanka | Mullaittivu | Mullaittivu | 9.2833 | 80.8 | Sri Lanka | LK | LKA | Northern |  | 37339 | 1144339427
Müllheim, Baden-Württemberg, Germany | Müllheim | Mullheim | 47.8083 | 7.6308 | Germany | DE | DEU | Baden-Württemberg |  | 19127 | 1276925185
Mullica, New Jersey, United States | Mullica | Mullica | 39.6018 | -74.6805 | United States | US | USA | New Jersey |  | 5987 | 1840081584
Mullingar, Westmeath, Ireland | Mullingar | Mullingar | 53.5333 | -7.35 | Ireland | IE | IRL | Westmeath | admin |  | 1372969205
Mullins, South Carolina, United States | Mullins | Mullins | 34.2042 | -79.2535 | United States | US | USA | South Carolina |  | 5010 | 1840014719
Multan, Punjab, Pakistan | Multan | Multan | 30.1978 | 71.4711 | Pakistan | PK | PAK | Punjab | minor | 1606481 | 1586256291
Mulvane, Kansas, United States | Mulvane | Mulvane | 37.4788 | -97.2724 | United States | US | USA | Kansas |  | 6489 | 1840008748
Mumbai, Mahārāshtra, India | Mumbai | Mumbai | 18.9667 | 72.8333 | India | IN | IND | Mahārāshtra | admin | 23355000 | 1356226629
Mumbwa, Central, Zambia | Mumbwa | Mumbwa | -14.9796 | 27.07 | Zambia | ZM | ZMB | Central |  | 19086 | 1894568812
Mumias, Kakamega, Kenya | Mumias | Mumias | 0.3333 | 34.4833 | Kenya | KE | KEN | Kakamega |  | 99987 | 1404232773
Mun’gyŏng, Gyeongbuk, Korea, South | Mun’gyŏng | Mun'gyong | 36.5939 | 128.2014 | Korea, South | KR | KOR | Gyeongbuk |  | 71863 | 1410822576
Muna, Yucatán, Mexico | Muna | Muna | 20.48 | -89.72 | Mexico | MX | MEX | Yucatán |  | 11469 | 1484692677
Munch’ŏn, Kangwŏn, Korea, North | Munch’ŏn | Munch'on | 39.259 | 127.356 | Korea, North | KP | PRK | Kangwŏn |  | 122934 | 1408134393
Münchberg, Bavaria, Germany | Münchberg | Munchberg | 50.1831 | 11.7857 | Germany | DE | DEU | Bavaria |  | 10215 | 1276739492
Müncheberg, Brandenburg, Germany | Müncheberg | Muncheberg | 52.5036 | 14.1397 | Germany | DE | DEU | Brandenburg |  | 6870 | 1276376107
Münchenstein, Basel-Landschaft, Switzerland | Münchenstein | Munchenstein | 47.5186 | 7.6174 | Switzerland | CH | CHE | Basel-Landschaft |  | 12096 | 1756012839
Muncie, Indiana, United States | Muncie | Muncie | 40.1989 | -85.395 | United States | US | USA | Indiana |  | 87879 | 1840008365
Muncy, Pennsylvania, United States | Muncy | Muncy | 41.2021 | -76.7854 | United States | US | USA | Pennsylvania |  | 9245 | 1840000633
Mundelein, Illinois, United States | Mundelein | Mundelein | 42.2691 | -88.0101 | United States | US | USA | Illinois |  | 31051 | 1840011175
Munderkingen, Baden-Württemberg, Germany | Munderkingen | Munderkingen | 48.2353 | 9.6439 | Germany | DE | DEU | Baden-Württemberg |  | 5292 | 1276002966
Mundra, Gujarāt, India | Mundra | Mundra | 22.85 | 69.73 | India | IN | IND | Gujarāt |  | 20338 | 1356047064
Mundybash, Kemerovskaya Oblast’, Russia | Mundybash | Mundybash | 53.2333 | 87.3167 | Russia | RU | RUS | Kemerovskaya Oblast’ |  | 5870 | 1643009473
Munford, Tennessee, United States | Munford | Munford | 35.4433 | -89.8148 | United States | US | USA | Tennessee |  | 6109 | 1840014548
Munhall, Pennsylvania, United States | Munhall | Munhall | 40.3937 | -79.9004 | United States | US | USA | Pennsylvania |  | 11006 | 1840001247
Munich, Bavaria, Germany | Munich | Munich | 48.1372 | 11.5755 | Germany | DE | DEU | Bavaria | admin | 1471508 | 1276692352
Münnerstadt, Bavaria, Germany | Münnerstadt | Munnerstadt | 50.2526 | 10.1966 | Germany | DE | DEU | Bavaria |  | 7606 | 1276003873
Munro, Buenos Aires, Argentina | Munro | Munro | -34.5333 | -58.5167 | Argentina | AR | ARG | Buenos Aires |  | 35844 | 1032318811
Munroe Falls, Ohio, United States | Munroe Falls | Munroe Falls | 41.1386 | -81.4344 | United States | US | USA | Ohio |  | 5063 | 1840000798
Münsingen, Baden-Württemberg, Germany | Münsingen | Munsingen | 48.4128 | 9.4953 | Germany | DE | DEU | Baden-Württemberg |  | 14335 | 1276411655
Munster, Indiana, United States | Munster | Munster | 41.5469 | -87.504 | United States | US | USA | Indiana |  | 22476 | 1840009262
Münster, North Rhine-Westphalia, Germany | Münster | Munster | 51.9625 | 7.6256 | Germany | DE | DEU | North Rhine-Westphalia | minor | 314319 | 1276714504
Muntinlupa City, Muntinlupa, Philippines | Muntinlupa City | Muntinlupa City | 14.3833 | 121.05 | Philippines | PH | PHL | Muntinlupa | admin | 504509 | 1608473406
Munūf, Al Minūfīyah, Egypt | Munūf | Munuf | 30.4667 | 30.9333 | Egypt | EG | EGY | Al Minūfīyah |  | 117240 | 1818310821
Munxar, Munxar, Malta | Munxar | Munxar | 36.03 | 14.2333 | Malta | MT | MLT | Munxar | admin |  | 1470116785
Münzenberg, Hesse, Germany | Münzenberg | Munzenberg | 50.4533 | 8.7761 | Germany | DE | DEU | Hesse |  | 5769 | 1276478470
Murakami, Niigata, Japan | Murakami | Murakami | 38.2239 | 139.4801 | Japan | JP | JPN | Niigata |  | 58096 | 1392955865
Muramvya, Muramvya, Burundi | Muramvya | Muramvya | -3.25 | 29.6 | Burundi | BI | BDI | Muramvya | admin | 5458 | 1108007544
Murang’a, Murang’a, Kenya | Murang’a | Murang'a | -0.721 | 37.1526 | Kenya | KE | KEN | Murang’a | admin |  | 1404066738
Murashi, Kirovskaya Oblast’, Russia | Murashi | Murashi | 59.3833 | 48.9667 | Russia | RU | RUS | Kirovskaya Oblast’ |  | 6218 | 1643329165
Murata, Miyagi, Japan | Murata | Murata | 38.1186 | 140.7225 | Japan | JP | JPN | Miyagi |  | 10858 | 1392652565
Murayama, Yamagata, Japan | Murayama | Murayama | 38.4833 | 140.3833 | Japan | JP | JPN | Yamagata |  | 22905 | 1392537300
Murça, Vila Real, Portugal | Murça | Murca | 41.4 | -7.45 | Portugal | PT | PRT | Vila Real | minor | 5952 | 1620008243
Murcia, Murcia, Spain | Murcia | Murcia | 37.9866 | -1.1415 | Spain | ES | ESP | Murcia | admin | 406807 | 1724107739
Muret, Occitanie, France | Muret | Muret | 43.4611 | 1.3267 | France | FR | FRA | Occitanie | minor | 24945 | 1250231707
Murfatlar, Constanţa, Romania | Murfatlar | Murfatlar | 44.1736 | 28.4083 | Romania | RO | ROU | Constanţa |  | 10216 | 1642326198
Murfreesboro, Tennessee, United States | Murfreesboro | Murfreesboro | 35.8492 | -86.4119 | United States | US | USA | Tennessee |  | 179951 | 1840014495
Murgeni, Vaslui, Romania | Murgeni | Murgeni | 46.2 | 28.0167 | Romania | RO | ROU | Vaslui |  | 7119 | 1642852423
Muri, Bern, Switzerland | Muri | Muri | 46.9319 | 7.4872 | Switzerland | CH | CHE | Bern |  | 13058 | 1756349869
Muriaé, Minas Gerais, Brazil | Muriaé | Muriae | -21.13 | -42.39 | Brazil | BR | BRA | Minas Gerais |  | 91173 | 1076003733
Muridke, Punjab, Pakistan | Muridke | Muridke | 31.802 | 74.255 | Pakistan | PK | PAK | Punjab |  | 163268 | 1586205456
Murillo, Texas, United States | Murillo | Murillo | 26.2642 | -98.1233 | United States | US | USA | Texas |  | 6236 | 1840037125
Murmansk, Murmanskaya Oblast’, Russia | Murmansk | Murmansk | 68.9667 | 33.0833 | Russia | RU | RUS | Murmanskaya Oblast’ | admin | 298096 | 1643755251
Mūrmuiža, Beverīnas Novads, Latvia | Mūrmuiža | Murmuiza | 57.4731 | 25.4917 | Latvia | LV | LVA | Beverīnas Novads | admin |  | 1428958481
Murom, Vladimirskaya Oblast’, Russia | Murom | Murom | 55.5725 | 42.0514 | Russia | RU | RUS | Vladimirskaya Oblast’ |  | 109072 | 1643769134
Muroran, Hokkaidō, Japan | Muroran | Muroran | 42.3153 | 140.9736 | Japan | JP | JPN | Hokkaidō |  | 83287 | 1392259868
Muroto-misakicho, Kōchi, Japan | Muroto-misakicho | Muroto-misakicho | 33.29 | 134.1519 | Japan | JP | JPN | Kōchi |  | 11996 | 1392826132
Murphy, Texas, United States | Murphy | Murphy | 33.0186 | -96.6105 | United States | US | USA | Texas |  | 20500 | 1840020659
Murphy, Missouri, United States | Murphy | Murphy | 38.4922 | -90.4856 | United States | US | USA | Missouri |  | 8163 | 1840006236
Murphysboro, Illinois, United States | Murphysboro | Murphysboro | 37.7679 | -89.3321 | United States | US | USA | Illinois |  | 8976 | 1840008701
Murray, Utah, United States | Murray | Murray | 40.6498 | -111.8874 | United States | US | USA | Utah |  | 48917 | 1840020159
Murray, Kentucky, United States | Murray | Murray | 36.6146 | -88.3206 | United States | US | USA | Kentucky |  | 20776 | 1840014410
Murray Bridge, South Australia, Australia | Murray Bridge | Murray Bridge | -35.117 | 139.267 | Australia | AU | AUS | South Australia |  | 18779 | 1036345943
Murraysville, North Carolina, United States | Murraysville | Murraysville | 34.2919 | -77.8429 | United States | US | USA | North Carolina |  | 15831 | 1840013631
Murree, Punjab, Pakistan | Murree | Murree | 33.9042 | 73.3903 | Pakistan | PK | PAK | Punjab |  | 20869 | 1586573416
Murrells Inlet, South Carolina, United States | Murrells Inlet | Murrells Inlet | 33.5566 | -79.0593 | United States | US | USA | South Carolina |  | 9396 | 1840013742
Murrhardt, Baden-Württemberg, Germany | Murrhardt | Murrhardt | 48.9794 | 9.5783 | Germany | DE | DEU | Baden-Württemberg |  | 14033 | 1276873434
Murrieta, California, United States | Murrieta | Murrieta | 33.572 | -117.1909 | United States | US | USA | California |  | 496046 | 1840020553
Murrysville, Pennsylvania, United States | Murrysville | Murrysville | 40.4456 | -79.6555 | United States | US | USA | Pennsylvania |  | 19590 | 1840001148
Murska Sobota, Murska Sobota, Slovenia | Murska Sobota | Murska Sobota | 46.6586 | 16.1619 | Slovenia | SI | SVN | Murska Sobota | admin | 11679 | 1705129726
Murston, Kent, United Kingdom | Murston | Murston | 51.341 | 0.7524 | United Kingdom | GB | GBR | Kent |  | 5300 | 1826235840
Murten, Fribourg, Switzerland | Murten | Murten | 46.9281 | 7.1169 | Switzerland | CH | CHE | Fribourg |  | 8222 | 1756274965
Murtosa, Aveiro, Portugal | Murtosa | Murtosa | 40.7369 | -8.6386 | Portugal | PT | PRT | Aveiro | minor | 10585 | 1620337032
Murwillumbah, New South Wales, Australia | Murwillumbah | Murwillumbah | -28.3333 | 153.3833 | Australia | AU | AUS | New South Wales |  | 7032 | 1036989894
Murzuq, Murzuq, Libya | Murzuq | Murzuq | 25.9136 | 13.9336 | Libya | LY | LBY | Murzuq | admin | 47324 | 1434910333
Mürzzuschlag, Steiermark, Austria | Mürzzuschlag | Murzzuschlag | 47.6075 | 15.6731 | Austria | AT | AUT | Steiermark |  | 8654 | 1040974582
Muş, Muş, Turkey | Muş | Mus | 38.7333 | 41.4911 | Turkey | TR | TUR | Muş | admin | 193394 | 1792530937
Musashimurayama, Tōkyō, Japan | Musashimurayama | Musashimurayama | 35.7547 | 139.3875 | Japan | JP | JPN | Tōkyō |  | 71579 | 1392092262
Muscat, Masqaţ, Oman | Muscat | Muscat | 23.6139 | 58.5922 | Oman | OM | OMN | Masqaţ | primary | 1421409 | 1512035506
Muscatine, Iowa, United States | Muscatine | Muscatine | 41.4196 | -91.068 | United States | US | USA | Iowa |  | 26168 | 1840008202
Muscle Shoals, Alabama, United States | Muscle Shoals | Muscle Shoals | 34.7436 | -87.6344 | United States | US | USA | Alabama |  | 14575 | 1840014657
Muscoy, California, United States | Muscoy | Muscoy | 34.155 | -117.3477 | United States | US | USA | California |  | 13726 | 1840028097
Mushie, Mai-Ndombe, Congo (Kinshasa) | Mushie | Mushie | -3.0196 | 16.92 | Congo (Kinshasa) | CD | COD | Mai-Ndombe |  | 33062 | 1180240809
Musina, Limpopo, South Africa | Musina | Musina | -22.3381 | 30.0417 | South Africa | ZA | ZAF | Limpopo |  | 42678 | 1710956370
Muskego, Wisconsin, United States | Muskego | Muskego | 42.886 | -88.1291 | United States | US | USA | Wisconsin |  | 25127 | 1840003023
Muskegon, Michigan, United States | Muskegon | Muskegon | 43.2281 | -86.2563 | United States | US | USA | Michigan |  | 153565 | 1840002870
Muskegon Heights, Michigan, United States | Muskegon Heights | Muskegon Heights | 43.2024 | -86.242 | United States | US | USA | Michigan |  | 10736 | 1840002871
Muskogee, Oklahoma, United States | Muskogee | Muskogee | 35.7431 | -95.3568 | United States | US | USA | Oklahoma |  | 39789 | 1840020401
Muskoka Falls, Ontario, Canada | Muskoka Falls | Muskoka Falls | 45.1264 | -79.558 | Canada | CA | CAN | Ontario |  | 6588 | 1124955753
Musoma, Mara, Tanzania | Musoma | Musoma | -1.5069 | 33.8042 | Tanzania | TZ | TZA | Mara | admin | 103497 | 1834100025
Musselburgh, East Lothian, United Kingdom | Musselburgh | Musselburgh | 55.942 | -3.054 | United Kingdom | GB | GBR | East Lothian |  | 21900 | 1826974542
Mustang, Oklahoma, United States | Mustang | Mustang | 35.3917 | -97.7246 | United States | US | USA | Oklahoma |  | 22959 | 1840020421
Muswellbrook, New South Wales, Australia | Muswellbrook | Muswellbrook | -32.2654 | 150.8885 | Australia | AU | AUS | New South Wales |  | 12364 | 1036253543
Mut, Mersin, Turkey | Mut | Mut | 36.6458 | 33.4375 | Turkey | TR | TUR | Mersin | minor | 62853 | 1792759065
Muta, Muta, Slovenia | Muta | Muta | 46.6114 | 15.1661 | Slovenia | SI | SVN | Muta | admin |  | 1705459961
Mutare, Manicaland, Zimbabwe | Mutare | Mutare | -18.9728 | 32.6694 | Zimbabwe | ZW | ZWE | Manicaland | admin | 188243 | 1716060405
Mutriku, Basque Country, Spain | Mutriku | Mutriku | 43.3072 | -2.385 | Spain | ES | ESP | Basque Country |  | 5333 | 1724666395
Mutsamudu, Anjouan, Comoros | Mutsamudu | Mutsamudu | -12.1667 | 44.4 | Comoros | KM | COM | Anjouan | admin | 30000 | 1174036583
Mutsu, Aomori, Japan | Mutsu | Mutsu | 41.2931 | 141.1831 | Japan | JP | JPN | Aomori |  | 54721 | 1392177200
Muttenz, Basel-Landschaft, Switzerland | Muttenz | Muttenz | 47.5228 | 7.6452 | Switzerland | CH | CHE | Basel-Landschaft |  | 17805 | 1756008285
Muxton, Telford and Wrekin, United Kingdom | Muxton | Muxton | 52.72 | -2.421 | United Kingdom | GB | GBR | Telford and Wrekin |  | 6557 | 1826374919
Muyinga, Muyinga, Burundi | Muyinga | Muyinga | -2.85 | 30.3333 | Burundi | BI | BDI | Muyinga | admin | 9609 | 1108466781
Mŭynoq, Qoraqalpog‘iston, Uzbekistan | Mŭynoq | Muynoq | 43.7667 | 59.0333 | Uzbekistan | UZ | UZB | Qoraqalpog‘iston |  | 18196 | 1860204414
Muzaffarabad, Azad Kashmir, Pakistan | Muzaffarabad | Muzaffarabad | 34.37 | 73.4711 | Pakistan | PK | PAK | Azad Kashmir |  | 96000 | 1586389158
Muzaffargarh, Punjab, Pakistan | Muzaffargarh | Muzaffargarh | 30.0703 | 71.1933 | Pakistan | PK | PAK | Punjab | minor | 163268 | 1586492401
Muzaffarnagar, Uttar Pradesh, India | Muzaffarnagar | Muzaffarnagar | 29.4708 | 77.7033 | India | IN | IND | Uttar Pradesh |  | 392451 | 1356592356
Muzaffarpur, Bihār, India | Muzaffarpur | Muzaffarpur | 26.12 | 85.3833 | India | IN | IND | Bihār |  | 333200 | 1356897425
Mwanza, Mwanza, Tanzania | Mwanza | Mwanza | -2.5167 | 32.9 | Tanzania | TZ | TZA | Mwanza | admin | 385810 | 1834011288
Mwanza, Mwanza, Malawi | Mwanza | Mwanza | -15.6167 | 34.5167 | Malawi | MW | MWI | Mwanza | admin | 11379 | 1454451365
Mwatate, Taita/Taveta, Kenya | Mwatate | Mwatate | -3.505 | 38.3772 | Kenya | KE | KEN | Taita/Taveta | admin |  | 1404648092
Mweka, Kasaï, Congo (Kinshasa) | Mweka | Mweka | -4.8519 | 21.5594 | Congo (Kinshasa) | CD | COD | Kasaï |  | 50675 | 1180140663
Mwene-Ditu, Lomami, Congo (Kinshasa) | Mwene-Ditu | Mwene-Ditu | -7 | 23.45 | Congo (Kinshasa) | CD | COD | Lomami |  | 189177 | 1180134137
Mwenga, Sud-Kivu, Congo (Kinshasa) | Mwenga | Mwenga | -3.0382 | 28.4325 | Congo (Kinshasa) | CD | COD | Sud-Kivu |  | 2216 | 1180606289
Mwingi, Kitui, Kenya | Mwingi | Mwingi | -0.9296 | 38.07 | Kenya | KE | KEN | Kitui |  | 11219 | 1404312666
Mwinilunga, North-Western, Zambia | Mwinilunga | Mwinilunga | -11.7396 | 24.44 | Zambia | ZM | ZMB | North-Western |  | 13798 | 1894210586
Mỹ Tho, Tiền Giang, Vietnam | Mỹ Tho | My Tho | 10.35 | 106.35 | Vietnam | VN | VNM | Tiền Giang | admin | 124143 | 1704000376
Myadzyel, Minskaya Voblasts’, Belarus | Myadzyel | Myadzyel | 54.8756 | 26.9386 | Belarus | BY | BLR | Minskaya Voblasts’ | minor | 7100 | 1112205603
Myeik, Taninthayi, Burma | Myeik | Myeik | 12.4394 | 98.6003 | Burma | MM | MMR | Taninthayi |  | 266720 | 1104715655
Myers Corner, New York, United States | Myers Corner | Myers Corner | 41.5947 | -73.8744 | United States | US | USA | New York |  | 6620 | 1840004742
Myingyan, Mandalay, Burma | Myingyan | Myingyan | 21.4618 | 95.3914 | Burma | MM | MMR | Mandalay |  | 163812 | 1104162015
Myitkyina, Kachin State, Burma | Myitkyina | Myitkyina | 25.3867 | 97.3936 | Burma | MM | MMR | Kachin State | admin | 243031 | 1104327329
Myjava, Nitriansky, Slovakia | Myjava | Myjava | 48.7578 | 17.5686 | Slovakia | SK | SVK | Nitriansky | minor | 11708 | 1703306179
Mykolaiv, Mykolayivs’ka Oblast’, Ukraine | Mykolaiv | Mykolaiv | 46.9667 | 32 | Ukraine | UA | UKR | Mykolayivs’ka Oblast’ | admin | 498748 | 1804398395
Mymensingh, Mymensingh, Bangladesh | Mymensingh | Mymensingh | 24.7504 | 90.38 | Bangladesh | BD | BGD | Mymensingh | admin | 330126 | 1050399881
Myory, Vitsyebskaya Voblasts’, Belarus | Myory | Myory | 55.6167 | 27.6167 | Belarus | BY | BLR | Vitsyebskaya Voblasts’ | minor | 7900 | 1112297787
Myrhorod, Poltavs’ka Oblast’, Ukraine | Myrhorod | Myrhorod | 49.964 | 33.6124 | Ukraine | UA | UKR | Poltavs’ka Oblast’ | minor | 40160 | 1804138671
Mýrina, Voreío Aigaío, Greece | Mýrina | Myrina | 39.8797 | 25.0742 | Greece | GR | GRC | Voreío Aigaío | minor | 5711 | 1300592029
Myrnohrad, Donets’ka Oblast’, Ukraine | Myrnohrad | Myrnohrad | 48.3022 | 37.2614 | Ukraine | UA | UKR | Donets’ka Oblast’ |  | 50360 | 1804762140
Myronivka, Kyyivs’ka Oblast’, Ukraine | Myronivka | Myronivka | 49.65 | 30.9833 | Ukraine | UA | UKR | Kyyivs’ka Oblast’ | minor | 11478 | 1804440436
Myrtle Beach, South Carolina, United States | Myrtle Beach | Myrtle Beach | 33.7096 | -78.8843 | United States | US | USA | South Carolina |  | 275579 | 1840014717
Myrtle Grove, Florida, United States | Myrtle Grove | Myrtle Grove | 30.4158 | -87.3028 | United States | US | USA | Florida |  | 16886 | 1840013917
Myrtle Grove, North Carolina, United States | Myrtle Grove | Myrtle Grove | 34.123 | -77.8834 | United States | US | USA | North Carolina |  | 10563 | 1840013632
Myrtletown, California, United States | Myrtletown | Myrtletown | 40.7888 | -124.1286 | United States | US | USA | California |  | 5290 | 1840018716
Myshkin, Yaroslavskaya Oblast’, Russia | Myshkin | Myshkin | 57.7833 | 38.45 | Russia | RU | RUS | Yaroslavskaya Oblast’ |  | 5647 | 1643384603
Myski, Kemerovskaya Oblast’, Russia | Myski | Myski | 53.7 | 87.8167 | Russia | RU | RUS | Kemerovskaya Oblast’ |  | 41379 | 1643972343
Mysłowice, Śląskie, Poland | Mysłowice | Myslowice | 50.2333 | 19.1333 | Poland | PL | POL | Śląskie | minor | 75183 | 1616757185
Mysore, Karnātaka, India | Mysore | Mysore | 12.3086 | 76.6531 | India | IN | IND | Karnātaka |  | 1014227 | 1356779323
Mystic Island, New Jersey, United States | Mystic Island | Mystic Island | 39.5659 | -74.3831 | United States | US | USA | New Jersey |  | 8717 | 1840005530
Mytilíni, Voreío Aigaío, Greece | Mytilíni | Mytilini | 39.1114 | 26.5621 | Greece | GR | GRC | Voreío Aigaío | admin | 29328 | 1300101706
Mytishchi, Moskovskaya Oblast’, Russia | Mytishchi | Mytishchi | 55.9167 | 37.7333 | Russia | RU | RUS | Moskovskaya Oblast’ |  | 205397 | 1643322494
Mzimba, Mzimba, Malawi | Mzimba | Mzimba | -11.9 | 33.6 | Malawi | MW | MWI | Mzimba | admin | 19308 | 1454007077
Mzuzu, Mzimba, Malawi | Mzuzu | Mzuzu | -11.45 | 34.0333 | Malawi | MW | MWI | Mzimba |  | 150100 | 1454525586
N’Djamena, Ville de N’Djaména, Chad | N’Djamena | N'Djamena | 12.11 | 15.05 | Chad | TD | TCD | Ville de N’Djaména | primary | 1092066 | 1148708596
N’Zérékoré, N’Zérékoré, Guinea | N’Zérékoré | N'Zerekore | 7.76 | -8.83 | Guinea | GN | GIN | N’Zérékoré | admin | 168121 | 1324336588
Na‘jān, Ar Riyāḑ, Saudi Arabia | Na‘jān | Na`jan | 24.0731 | 47.17 | Saudi Arabia | SA | SAU | Ar Riyāḑ |  | 5125 | 1682775277
Naama, Naama, Algeria | Naama | Naama | 33.2667 | -0.3167 | Algeria | DZ | DZA | Naama | admin |  | 1012850542
Naantali, Varsinais-Suomi, Finland | Naantali | Naantali | 60.4681 | 22.0264 | Finland | FI | FIN | Varsinais-Suomi | minor | 18916 | 1246881232
Naas, Kildare, Ireland | Naas | Naas | 53.2158 | -6.6669 | Ireland | IE | IRL | Kildare | admin | 21393 | 1372985945
Nabatîyé, Nabatîyé, Lebanon | Nabatîyé | Nabatiye | 33.3833 | 35.45 | Lebanon | LB | LBN | Nabatîyé | admin | 80000 | 1422269278
Nabburg, Bavaria, Germany | Nabburg | Nabburg | 49.4533 | 12.1808 | Germany | DE | DEU | Bavaria |  | 6117 | 1276493973
Naberezhnyye Chelny, Tatarstan, Russia | Naberezhnyye Chelny | Naberezhnyye Chelny | 55.7 | 52.3333 | Russia | RU | RUS | Tatarstan |  | 529797 | 1643008493
Nabeul, Nabeul, Tunisia | Nabeul | Nabeul | 36.4603 | 10.73 | Tunisia | TN | TUN | Nabeul | admin | 115149 | 1788902612
Nabilatuk, Nakapiripirit, Uganda | Nabilatuk | Nabilatuk | 2.0525 | 34.5734 | Uganda | UG | UGA | Nakapiripirit | admin |  | 1800577877
Nabire, Papua, Indonesia | Nabire | Nabire | -3.3515 | 135.5134 | Indonesia | ID | IDN | Papua | minor | 43898 | 1360322221
Nabunturan, Compostela Valley, Philippines | Nabunturan | Nabunturan | 7.6029 | 125.9629 | Philippines | PH | PHL | Compostela Valley | admin |  | 1608879246
Nacajuca, Tabasco, Mexico | Nacajuca | Nacajuca | 18.1692 | -93.0197 | Mexico | MX | MEX | Tabasco | minor | 83356 | 1484698021
Nacaome, Valle, Honduras | Nacaome | Nacaome | 13.5333 | -87.4833 | Honduras | HN | HND | Valle | admin | 13931 | 1340964186
Náchod, Královéhradecký Kraj, Czechia | Náchod | Nachod | 50.4167 | 16.163 | Czechia | CZ | CZE | Královéhradecký Kraj |  | 19897 | 1203181897
Naco, Sonora, Mexico | Naco | Naco | 31.3269 | -109.9478 | Mexico | MX | MEX | Sonora | minor | 6401 | 1484213843
Nacogdoches, Texas, United States | Nacogdoches | Nacogdoches | 31.6134 | -94.6528 | United States | US | USA | Texas |  | 34420 | 1840020820
Nacozari Viejo, Sonora, Mexico | Nacozari Viejo | Nacozari Viejo | 30.42 | -109.65 | Mexico | MX | MEX | Sonora |  | 11872 | 1484108383
Ñacunday, Alto Paraná, Paraguay | Ñacunday | Nacunday | -26.02 | -54.7699 | Paraguay | PY | PRY | Alto Paraná |  | 1250 | 1600303466
Nada, Hainan, China | Nada | Nada | 19.5 | 109.5833 | China | CN | CHN | Hainan | minor | 932356 | 1156911678
Nadi, Ba, Fiji | Nadi | Nadi | -17.8 | 177.4167 | Fiji | FJ | FJI | Ba |  | 42284 | 1242357822
Nădlac, Arad, Romania | Nădlac | Nadlac | 46.1667 | 20.75 | Romania | RO | ROU | Arad |  | 7398 | 1642740241
Nador, Oriental, Morocco | Nador | Nador | 35.1667 | -2.9333 | Morocco | MA | MAR | Oriental |  | 161726 | 1504811178
Nádudvar, Hajdú-Bihar, Hungary | Nádudvar | Nadudvar | 47.4167 | 21.1667 | Hungary | HU | HUN | Hajdú-Bihar |  | 8636 | 1348692293
Nadur, Nadur, Malta | Nadur | Nadur | 36.0378 | 14.2942 | Malta | MT | MLT | Nadur | admin |  | 1470985739
Nadvirna, Ivano-Frankivs’ka Oblast’, Ukraine | Nadvirna | Nadvirna | 48.6333 | 24.5833 | Ukraine | UA | UKR | Ivano-Frankivs’ka Oblast’ | minor | 22447 | 1804082259
Nadym, Yamalo-Nenetskiy Avtonomnyy Okrug, Russia | Nadym | Nadym | 65.5333 | 72.5167 | Russia | RU | RUS | Yamalo-Nenetskiy Avtonomnyy Okrug |  | 44940 | 1643709121
Náfpaktos, Dytikí Elláda, Greece | Náfpaktos | Nafpaktos | 38.3917 | 21.8275 | Greece | GR | GRC | Dytikí Elláda | minor | 13415 | 1300883211
Náfplio, Peloponnísos, Greece | Náfplio | Nafplio | 37.5667 | 22.8 | Greece | GR | GRC | Peloponnísos | minor | 14203 | 1300744950
Naftalan, Naftalan, Azerbaijan | Naftalan | Naftalan | 40.5058 | 46.8192 | Azerbaijan | AZ | AZE | Naftalan | admin | 7700 | 1031441683
Naga, Cebu, Philippines | Naga | Naga | 10.2167 | 123.75 | Philippines | PH | PHL | Cebu |  | 115750 | 1608928299
Naga City, Naga, Philippines | Naga City | Naga City | 13.6167 | 123.1667 | Philippines | PH | PHL | Naga | admin | 196003 | 1608775993
Nagahama, Shiga, Japan | Nagahama | Nagahama | 35.3833 | 136.2833 | Japan | JP | JPN | Shiga |  | 115069 | 1392190380
Nagano, Nagano, Japan | Nagano | Nagano | 36.6486 | 138.1928 | Japan | JP | JPN | Nagano | admin | 370057 | 1392603439
Naganohara, Gunma, Japan | Naganohara | Naganohara | 36.5522 | 138.6375 | Japan | JP | JPN | Gunma |  | 5190 | 1392960848
Naganuma, Hokkaidō, Japan | Naganuma | Naganuma | 43.0103 | 141.6953 | Japan | JP | JPN | Hokkaidō |  | 10709 | 1392210651
Nagaoka, Kyōto, Japan | Nagaoka | Nagaoka | 34.9267 | 135.6956 | Japan | JP | JPN | Kyōto |  | 80514 | 1392219533
Nagaoki, Kumamoto, Japan | Nagaoki | Nagaoki | 32.9781 | 130.6058 | Japan | JP | JPN | Kumamoto |  | 9347 | 1392700206
Nagareyama, Saitama, Japan | Nagareyama | Nagareyama | 35.8561 | 139.9025 | Japan | JP | JPN | Saitama |  | 193976 | 1392398873
Nagari, Andhra Pradesh, India | Nagari | Nagari | 13.33 | 79.58 | India | IN | IND | Andhra Pradesh |  | 62253 | 1356993418
Nagasaki, Nagasaki, Japan | Nagasaki | Nagasaki | 32.7833 | 129.8667 | Japan | JP | JPN | Nagasaki | admin | 411421 | 1392162566
Nagasu, Kumamoto, Japan | Nagasu | Nagasu | 32.9297 | 130.4528 | Japan | JP | JPN | Kumamoto |  | 15487 | 1392244225
Nagato, Yamaguchi, Japan | Nagato | Nagato | 34.3711 | 131.1822 | Japan | JP | JPN | Yamaguchi |  | 32817 | 1392904724
Nagatoro, Saitama, Japan | Nagatoro | Nagatoro | 36.11 | 139.11 | Japan | JP | JPN | Saitama |  | 6809 | 1392832217
Nagaya, Chiba, Japan | Nagaya | Nagaya | 35.4308 | 140.2269 | Japan | JP | JPN | Chiba |  | 6886 | 1392798686
Nāgercoil, Tamil Nādu, India | Nāgercoil | Nagercoil | 8.17 | 77.43 | India | IN | IND | Tamil Nādu |  | 224329 | 1356051733
Nago, Okinawa, Japan | Nago | Nago | 26.5917 | 127.9775 | Japan | JP | JPN | Okinawa |  | 62725 | 1392102097
Nagold, Baden-Württemberg, Germany | Nagold | Nagold | 48.5519 | 8.7256 | Germany | DE | DEU | Baden-Württemberg |  | 22294 | 1276622142
Nagoya, Aichi, Japan | Nagoya | Nagoya | 35.1167 | 136.9333 | Japan | JP | JPN | Aichi | admin | 9113000 | 1392407472
Nāgpur, Mahārāshtra, India | Nāgpur | Nagpur | 21.1539 | 79.0831 | India | IN | IND | Mahārāshtra |  | 2405665 | 1356365743
Nagqu, Tibet, China | Nagqu | Nagqu | 31.4766 | 92.0569 | China | CN | CHN | Tibet | minor | 414554 | 1156260844
Nagua, Cibao Nordeste, Dominican Republic | Nagua | Nagua | 19.376 | -69.847 | Dominican Republic | DO | DOM | Cibao Nordeste | minor | 33862 | 1214449469
Naguabo, Puerto Rico, Puerto Rico | Naguabo | Naguabo | 18.2116 | -65.737 | Puerto Rico | PR | PRI | Puerto Rico |  | 5220 | 1630035528
Nagyatád, Somogy, Hungary | Nagyatád | Nagyatad | 46.2294 | 17.3575 | Hungary | HU | HUN | Somogy | minor | 10212 | 1348804654
Nagyecsed, Szabolcs-Szatmár-Bereg, Hungary | Nagyecsed | Nagyecsed | 47.8619 | 22.3867 | Hungary | HU | HUN | Szabolcs-Szatmár-Bereg |  | 6327 | 1348321559
Nagyhalász, Szabolcs-Szatmár-Bereg, Hungary | Nagyhalász | Nagyhalasz | 48.1333 | 21.7583 | Hungary | HU | HUN | Szabolcs-Szatmár-Bereg |  | 5676 | 1348415216
Nagykálló, Szabolcs-Szatmár-Bereg, Hungary | Nagykálló | Nagykallo | 47.8831 | 21.85 | Hungary | HU | HUN | Szabolcs-Szatmár-Bereg | minor | 9214 | 1348262569
Nagykanizsa, Nagykanizsa, Hungary | Nagykanizsa | Nagykanizsa | 46.4558 | 16.9975 | Hungary | HU | HUN | Nagykanizsa | admin | 46866 | 1348509592
Nagykáta, Pest, Hungary | Nagykáta | Nagykata | 47.4178 | 19.7414 | Hungary | HU | HUN | Pest | minor | 12280 | 1348906968
Nagykőrös, Pest, Hungary | Nagykőrös | Nagykoros | 47.0331 | 19.7839 | Hungary | HU | HUN | Pest | minor | 23605 | 1348967171
Naha, Okinawa, Japan | Naha | Naha | 26.2122 | 127.6789 | Japan | JP | JPN | Okinawa | admin | 317606 | 1392583118
Nahariyya, Northern, Israel | Nahariyya | Nahariyya | 33.0036 | 35.0925 | Israel | IL | ISR | Northern |  | 60000 | 1376378013
Nāḩiyat al Karmah, Al Anbār, Iraq | Nāḩiyat al Karmah | Nahiyat al Karmah | 33.3997 | 43.9089 | Iraq | IQ | IRQ | Al Anbār |  | 95000 | 1368548065
Naie, Hokkaidō, Japan | Naie | Naie | 43.4253 | 141.8828 | Japan | JP | JPN | Hokkaidō |  | 5362 | 1392114331
Naifaru, Faadhippolhu, Maldives | Naifaru | Naifaru | 5.4442 | 73.3662 | Maldives | MV | MDV | Faadhippolhu | admin |  | 1462186620
Naihāti, West Bengal, India | Naihāti | Naihati | 22.9 | 88.42 | India | IN | IND | West Bengal |  | 217900 | 1356715598
Naila, Bavaria, Germany | Naila | Naila | 50.3299 | 11.7083 | Germany | DE | DEU | Bavaria |  | 7684 | 1276627413
Nailsea, North Somerset, United Kingdom | Nailsea | Nailsea | 51.43 | -2.76 | United Kingdom | GB | GBR | North Somerset |  | 15630 | 1826659439
Nailsworth, Gloucestershire, United Kingdom | Nailsworth | Nailsworth | 51.6954 | -2.2234 | United Kingdom | GB | GBR | Gloucestershire |  | 5794 | 1826978348
Naini Tal, Uttarakhand, India | Naini Tal | Naini Tal | 29.3919 | 79.4542 | India | IN | IND | Uttarakhand |  | 41377 | 1356070793
Nairn, Highland, United Kingdom | Nairn | Nairn | 57.586 | -3.869 | United Kingdom | GB | GBR | Highland |  | 9773 | 1826470405
Nairobi, Nairobi City, Kenya | Nairobi | Nairobi | -1.2864 | 36.8172 | Kenya | KE | KEN | Nairobi City | primary | 5545000 | 1404000661
Naivasha, Nakuru, Kenya | Naivasha | Naivasha | -0.7167 | 36.4359 | Kenya | KE | KEN | Nakuru |  | 14563 | 1404904927
Naj‘ Ḩammādī, Qinā, Egypt | Naj‘ Ḩammādī | Naj` Hammadi | 26.05 | 32.25 | Egypt | EG | EGY | Qinā |  | 45038 | 1818262231
Najafābād, Eşfahān, Iran | Najafābād | Najafabad | 32.6342 | 51.3667 | Iran | IR | IRN | Eşfahān | minor | 235281 | 1364053850
Najasa, Camagüey, Cuba | Najasa | Najasa | 21.0836 | -77.7472 | Cuba | CU | CUB | Camagüey | minor | 15579 | 1192325619
Najrān, Najrān, Saudi Arabia | Najrān | Najran | 17.4917 | 44.1322 | Saudi Arabia | SA | SAU | Najrān | admin | 298288 | 1682069716
Naju, Jeonnam, Korea, South | Naju | Naju | 35.0283 | 126.7175 | Korea, South | KR | KOR | Jeonnam | minor | 92582 | 1410651571
Naka, Niigata, Japan | Naka | Naka | 37.4504 | 138.86 | Japan | JP | JPN | Niigata |  | 195318 | 1392479949
Naka, Tokushima, Japan | Naka | Naka | 33.8574 | 134.4966 | Japan | JP | JPN | Tokushima |  | 7476 | 1392537815
Nakai, Kōchi, Japan | Nakai | Nakai | 33.5756 | 133.6414 | Japan | JP | JPN | Kōchi |  | 46951 | 1392020842
Nakama, Fukuoka, Japan | Nakama | Nakama | 33.8167 | 130.709 | Japan | JP | JPN | Fukuoka |  | 40003 | 1392968664
Nakano, Nagano, Japan | Nakano | Nakano | 36.7419 | 138.3694 | Japan | JP | JPN | Nagano |  | 42390 | 1392139023
Nakanojōmachi, Gunma, Japan | Nakanojōmachi | Nakanojomachi | 36.59 | 138.8411 | Japan | JP | JPN | Gunma |  | 15585 | 1392957874
Nakapiripirit, Nakapiripirit, Uganda | Nakapiripirit | Nakapiripirit | 1.9167 | 34.7833 | Uganda | UG | UGA | Nakapiripirit | admin |  | 1800663685
Nakashunbetsu, Hokkaidō, Japan | Nakashunbetsu | Nakashunbetsu | 43.5553 | 144.9714 | Japan | JP | JPN | Hokkaidō |  | 23353 | 1392557467
Nakasongola, Nakasongola, Uganda | Nakasongola | Nakasongola | 1.3089 | 32.4564 | Uganda | UG | UGA | Nakasongola | admin | 6921 | 1800270160
Nakata, Kagoshima, Japan | Nakata | Nakata | 30.5331 | 130.9586 | Japan | JP | JPN | Kagoshima |  | 7702 | 1392487535
Nakatsu, Fukuoka, Japan | Nakatsu | Nakatsu | 33.5983 | 131.1883 | Japan | JP | JPN | Fukuoka |  | 82875 | 1392944075
Nakatsugawa, Gifu, Japan | Nakatsugawa | Nakatsugawa | 35.4875 | 137.5006 | Japan | JP | JPN | Gifu |  | 76442 | 1392764709
Nakayama, Yamagata, Japan | Nakayama | Nakayama | 38.3333 | 140.2831 | Japan | JP | JPN | Yamagata |  | 10800 | 1392891031
Nakhodka, Yamalo-Nenetskiy Avtonomnyy Okrug, Russia | Nakhodka | Nakhodka | 67.7504 | 77.52 | Russia | RU | RUS | Yamalo-Nenetskiy Avtonomnyy Okrug |  | 159551 | 1643884797
Nakhodka, Primorskiy Kray, Russia | Nakhodka | Nakhodka | 42.8167 | 132.8833 | Russia | RU | RUS | Primorskiy Kray |  | 151420 | 1643144321
Nakhon Nayok, Nakhon Nayok, Thailand | Nakhon Nayok | Nakhon Nayok | 14.2031 | 101.215 | Thailand | TH | THA | Nakhon Nayok | admin | 16195 | 1764068248
Nakhon Pathom, Nakhon Pathom, Thailand | Nakhon Pathom | Nakhon Pathom | 13.8194 | 100.0581 | Thailand | TH | THA | Nakhon Pathom | admin | 78780 | 1764251992
Nakhon Phanom, Nakhon Phanom, Thailand | Nakhon Phanom | Nakhon Phanom | 17.4069 | 104.7808 | Thailand | TH | THA | Nakhon Phanom | admin | 26437 | 1764103547
Nakhon Ratchasima, Nakhon Ratchasima, Thailand | Nakhon Ratchasima | Nakhon Ratchasima | 14.9736 | 102.0831 | Thailand | TH | THA | Nakhon Ratchasima | admin | 134440 | 1764752197
Nakhon Sawan, Nakhon Sawan, Thailand | Nakhon Sawan | Nakhon Sawan | 15.7133 | 100.1353 | Thailand | TH | THA | Nakhon Sawan | admin | 86439 | 1764821078
Nakhon Si Thammarat, Nakhon Si Thammarat, Thailand | Nakhon Si Thammarat | Nakhon Si Thammarat | 8.4333 | 99.9667 | Thailand | TH | THA | Nakhon Si Thammarat | admin | 106322 | 1764409111
Naklo, Naklo, Slovenia | Naklo | Naklo | 46.2749 | 14.3176 | Slovenia | SI | SVN | Naklo | admin | 1776 | 1705637872
Nakło nad Notecią, Kujawsko-Pomorskie, Poland | Nakło nad Notecią | Naklo nad Notecia | 53.1421 | 17.6018 | Poland | PL | POL | Kujawsko-Pomorskie | minor | 19507 | 1616313608
Nakuru, Nakuru, Kenya | Nakuru | Nakuru | -0.2833 | 36.0667 | Kenya | KE | KEN | Nakuru | admin | 307990 | 1404140179
Nalchik, Kabardino-Balkariya, Russia | Nalchik | Nalchik | 43.4833 | 43.6167 | Russia | RU | RUS | Kabardino-Balkariya | admin | 265162 | 1643746064
Nalerigu, Northern, Ghana | Nalerigu | Nalerigu | 10.5273 | -0.3698 | Ghana | GH | GHA | Northern | admin |  | 1288845503
Nalgonda, Telangana, India | Nalgonda | Nalgonda | 17.05 | 79.27 | India | IN | IND | Telangana |  | 154326 | 1356414359
Naliya, Gujarāt, India | Naliya | Naliya | 23.2611 | 68.8267 | India | IN | IND | Gujarāt |  | 11415 | 1356368840
Nallıhan, Ankara, Turkey | Nallıhan | Nallihan | 40.1859 | 31.3508 | Turkey | TR | TUR | Ankara | minor | 28091 | 1792689244
Nālūt, Nālūt, Libya | Nālūt | Nalut | 31.8804 | 10.97 | Libya | LY | LBY | Nālūt | admin | 66609 | 1434550258
Nam Định, Nam Định, Vietnam | Nam Định | Nam Dinh | 20.42 | 106.1683 | Vietnam | VN | VNM | Nam Định | admin | 352108 | 1704906277
Namaacha, Maputo, Mozambique | Namaacha | Namaacha | -25.9667 | 32.0333 | Mozambique | MZ | MOZ | Maputo |  | 29272 | 1508141495
Namanga, , Kenya | Namanga | Namanga | -2.55 | 36.7833 | Kenya | KE | KEN |  |  | 13193 | 1404000001
Namangan, Namangan, Uzbekistan | Namangan | Namangan | 40.9953 | 71.6725 | Uzbekistan | UZ | UZB | Namangan | admin | 408500 | 1860894033
Namayingo, Namayingo, Uganda | Namayingo | Namayingo | 0.2398 | 33.8849 | Uganda | UG | UGA | Namayingo | admin |  | 1800633600
Nambour, Queensland, Australia | Nambour | Nambour | -26.6269 | 152.9592 | Australia | AU | AUS | Queensland |  | 11187 | 1036804920
Nambu, Yamanashi, Japan | Nambu | Nambu | 35.2425 | 138.4861 | Japan | JP | JPN | Yamanashi |  | 7341 | 1392148578
Nambucca Heads, New South Wales, Australia | Nambucca Heads | Nambucca Heads | -30.6414 | 152.9906 | Australia | AU | AUS | New South Wales |  | 6327 | 1036453067
Namegata, Ibaraki, Japan | Namegata | Namegata | 35.9903 | 140.4892 | Japan | JP | JPN | Ibaraki |  | 32604 | 1392906263
Námestovo, Žilinský, Slovakia | Námestovo | Namestovo | 49.41 | 19.48 | Slovakia | SK | SVK | Žilinský | minor | 7876 | 1703178058
Namp’o, P’yŏngnam, Korea, North | Namp’o | Namp'o | 38.7333 | 125.4 | Korea, North | KP | PRK | P’yŏngnam | admin | 310864 | 1408892768
Nampa, Idaho, United States | Nampa | Nampa | 43.5845 | -116.5631 | United States | US | USA | Idaho |  | 184428 | 1840020041
Nampula, Nampula, Mozambique | Nampula | Nampula | -15.1167 | 39.2667 | Mozambique | MZ | MOZ | Nampula | admin | 477900 | 1508958445
Namsan, Hambuk, Korea, North | Namsan | Namsan | 42.2304 | 129.2304 | Korea, North | KP | PRK | Hambuk | minor | 80146 | 1408000884
Namsos, Nord-Trøndelag, Norway | Namsos | Namsos | 64.467 | 11.494 | Norway | NO | NOR | Nord-Trøndelag | minor | 8471 | 1578576567
Namtu, Shan State, Burma | Namtu | Namtu | 23.0837 | 97.4 | Burma | MM | MMR | Shan State |  | 48591 | 1104043404
Namur, Wallonia, Belgium | Namur | Namur | 50.4667 | 4.8667 | Belgium | BE | BEL | Wallonia | admin | 110939 | 1056954156
Namutumba, Namutumba, Uganda | Namutumba | Namutumba | 0.8363 | 33.6858 | Uganda | UG | UGA | Namutumba | admin |  | 1800673440
Nan, Nan, Thailand | Nan | Nan | 18.7833 | 100.7833 | Thailand | TH | THA | Nan | admin | 20595 | 1764061223
Nanaimo, British Columbia, Canada | Nanaimo | Nanaimo | 49.1642 | -123.9364 | Canada | CA | CAN | British Columbia |  | 90504 | 1124623893
Nanakuli, Hawaii, United States | Nanakuli | Nanakuli | 21.3892 | -158.1445 | United States | US | USA | Hawaii |  | 11742 | 1840029531
Nanbei, Kanagawa, Japan | Nanbei | Nanbei | 35.3206 | 139.1 | Japan | JP | JPN | Kanagawa |  | 41814 | 1392514585
Nanchang, Jiangxi, China | Nanchang | Nanchang | 28.6842 | 115.8872 | China | CN | CHN | Jiangxi | admin | 5042565 | 1156198892
Nanchong, Sichuan, China | Nanchong | Nanchong | 30.7991 | 106.0784 | China | CN | CHN | Sichuan | minor | 6183000 | 1156762337
Nancy, Grand Est, France | Nancy | Nancy | 48.6936 | 6.1846 | France | FR | FRA | Grand Est | minor | 434565 | 1250925250
Nānded, Mahārāshtra, India | Nānded | Nanded | 19.15 | 77.3333 | India | IN | IND | Mahārāshtra |  | 623708 | 1356722310
Nāndod, Gujarāt, India | Nāndod | Nandod | 21.8704 | 73.5026 | India | IN | IND | Gujarāt |  | 54923 | 1356800561
Nandyāl, Andhra Pradesh, India | Nandyāl | Nandyal | 15.48 | 78.48 | India | IN | IND | Andhra Pradesh |  | 200516 | 1356671879
Nang Rong, Buriram, Thailand | Nang Rong | Nang Rong | 14.6363 | 102.7746 | Thailand | TH | THA | Buriram | minor | 21493 | 1764430858
Nangan, Lienchiang, Taiwan | Nangan | Nangan | 26.1598 | 119.9432 | Taiwan | TW | TWN | Lienchiang | admin | 7382 | 1158327079
Nangandao, Henan, China | Nangandao | Nangandao | 35.2992 | 113.8851 | China | CN | CHN | Henan | minor | 5516000 | 1156127660
Nangō, Nara, Japan | Nangō | Nango | 34.6003 | 135.6956 | Japan | JP | JPN | Nara |  | 23315 | 1392067385
Nangong, Hebei, China | Nangong | Nangong | 37.3606 | 115.3803 | China | CN | CHN | Hebei |  | 476096 | 1156426803
Nanjing, Jiangsu, China | Nanjing | Nanjing | 32.05 | 118.7667 | China | CN | CHN | Jiangsu | admin | 7496000 | 1156644065
Nankana Sahib, Punjab, Pakistan | Nankana Sahib | Nankana Sahib | 31.4492 | 73.7124 | Pakistan | PK | PAK | Punjab |  | 63073 | 1586529540
Nanning, Guangxi, China | Nanning | Nanning | 22.8192 | 108.315 | China | CN | CHN | Guangxi | admin | 7153300 | 1156605439
Nanping, Fujian, China | Nanping | Nanping | 26.6448 | 118.1728 | China | CN | CHN | Fujian | minor | 2690000 | 1156927445
Nanterre, Île-de-France, France | Nanterre | Nanterre | 48.8988 | 2.1969 | France | FR | FRA | Île-de-France | minor | 95105 | 1250886409
Nantes, Pays de la Loire, France | Nantes | Nantes | 47.2181 | -1.5528 | France | FR | FRA | Pays de la Loire | admin | 633690 | 1250091495
Nanticoke, Pennsylvania, United States | Nanticoke | Nanticoke | 41.2004 | -76.0003 | United States | US | USA | Pennsylvania |  | 10312 | 1840000761
Nantong, Jiangsu, China | Nantong | Nantong | 31.9829 | 120.8873 | China | CN | CHN | Jiangsu | minor | 7282835 | 1156045365
Nantou, Nantou, Taiwan | Nantou | Nantou | 23.9167 | 120.6833 | Taiwan | TW | TWN | Nantou | admin | 165000 | 1158112865
Nantucket, Massachusetts, United States | Nantucket | Nantucket | 41.2831 | -70.0692 | United States | US | USA | Massachusetts |  | 11101 | 1840053617
Nantwich, Cheshire East, United Kingdom | Nantwich | Nantwich | 53.067 | -2.522 | United Kingdom | GB | GBR | Cheshire East |  | 17424 | 1826640186
Nanuet, New York, United States | Nanuet | Nanuet | 41.0957 | -74.0155 | United States | US | USA | New York |  | 17775 | 1840004963
Nanuque, Minas Gerais, Brazil | Nanuque | Nanuque | -17.8392 | -40.3539 | Brazil | BR | BRA | Minas Gerais |  | 37824 | 1076083471
Nanyang, Henan, China | Nanyang | Nanyang | 32.9987 | 112.5292 | China | CN | CHN | Henan |  | 12010000 | 1156192287
Nanyuki, Laikipia, Kenya | Nanyuki | Nanyuki | 0.0167 | 37.0667 | Kenya | KE | KEN | Laikipia |  | 31577 | 1404481993
Napa, California, United States | Napa | Napa | 38.2976 | -122.3011 | United States | US | USA | California |  | 85239 | 1840020241
Napajedla, Zlínský Kraj, Czechia | Napajedla | Napajedla | 49.1716 | 17.512 | Czechia | CZ | CZE | Zlínský Kraj |  | 7171 | 1203613770
Napak, Napak, Uganda | Napak | Napak | 2.2514 | 34.2501 | Uganda | UG | UGA | Napak | admin |  | 1800784014
Naperville, Illinois, United States | Naperville | Naperville | 41.7483 | -88.1657 | United States | US | USA | Illinois |  | 148449 | 1840008143
Napier, Hawke’s Bay, New Zealand | Napier | Napier | -39.4833 | 176.9167 | New Zealand | NZ | NZL | Hawke’s Bay | admin | 62800 | 1554064936
Napili-Honokowai, Hawaii, United States | Napili-Honokowai | Napili-Honokowai | 20.9767 | -156.6646 | United States | US | USA | Hawaii |  | 7258 | 1840075038
Naples, Campania, Italy | Naples | Naples | 40.8333 | 14.25 | Italy | IT | ITA | Campania | admin | 972212 | 1380646673
Naples, Florida, United States | Naples | Naples | 26.1504 | -81.7936 | United States | US | USA | Florida |  | 22088 | 1840015131
Naples Manor, Florida, United States | Naples Manor | Naples Manor | 26.0892 | -81.7254 | United States | US | USA | Florida |  | 6735 | 1840014232
Naples Park, Florida, United States | Naples Park | Naples Park | 26.2633 | -81.8094 | United States | US | USA | Florida |  | 6181 | 1840014233
Napoleon, Ohio, United States | Napoleon | Napoleon | 41.3978 | -84.1244 | United States | US | USA | Ohio |  | 8183 | 1840008242
Nappanee, Indiana, United States | Nappanee | Nappanee | 41.4452 | -85.9941 | United States | US | USA | Indiana |  | 7139 | 1840008189
Naqādah, Qinā, Egypt | Naqādah | Naqadah | 25.9017 | 32.7242 | Egypt | EG | EGY | Qinā |  | 21530 | 1818662110
Nar’yan-Mar, Nenetskiy Avtonomnyy Okrug, Russia | Nar’yan-Mar | Nar'yan-Mar | 67.6378 | 53.0067 | Russia | RU | RUS | Nenetskiy Avtonomnyy Okrug | admin | 24775 | 1643685127
Nara, Nara, Japan | Nara | Nara | 34.6833 | 135.7833 | Japan | JP | JPN | Nara | admin | 353989 | 1392520831
Nara, Koulikoro, Mali | Nara | Nara | 15.18 | -7.28 | Mali | ML | MLI | Koulikoro | minor | 18459 | 1466925477
Naracoorte, South Australia, Australia | Naracoorte | Naracoorte | -36.955 | 140.7429 | Australia | AU | AUS | South Australia |  | 5960 | 1036098836
Narangba, Queensland, Australia | Narangba | Narangba | -27.2015 | 152.9655 | Australia | AU | AUS | Queensland |  | 18573 | 1036559054
Naranja, Florida, United States | Naranja | Naranja | 25.5164 | -80.4221 | United States | US | USA | Florida |  | 10702 | 1840014246
Naranjal, Guayas, Ecuador | Naranjal | Naranjal | -2.6736 | -79.6183 | Ecuador | EC | ECU | Guayas |  | 28487 | 1218900978
Naranjito, Guayas, Ecuador | Naranjito | Naranjito | -2.1667 | -79.4653 | Ecuador | EC | ECU | Guayas |  | 28546 | 1218386613
Naranjos, Veracruz, Mexico | Naranjos | Naranjos | 21.3472 | -97.6833 | Mexico | MX | MEX | Veracruz | minor | 20073 | 1484227797
Narasannapeta, Andhra Pradesh, India | Narasannapeta | Narasannapeta | 18.4151 | 84.0447 | India | IN | IND | Andhra Pradesh |  | 26280 | 1356526261
Narasapur, Andhra Pradesh, India | Narasapur | Narasapur | 16.4333 | 81.6833 | India | IN | IND | Andhra Pradesh |  | 58770 | 1356412895
Narasaraopet, Andhra Pradesh, India | Narasaraopet | Narasaraopet | 16.236 | 80.054 | India | IN | IND | Andhra Pradesh |  | 116250 | 1356923354
Narashino, Chiba, Japan | Narashino | Narashino | 35.6808 | 140.0267 | Japan | JP | JPN | Chiba |  | 173716 | 1392933042
Narathiwat, Narathiwat, Thailand | Narathiwat | Narathiwat | 6.4264 | 101.8231 | Thailand | TH | THA | Narathiwat | admin | 41342 | 1764748532
Nārāyanganj, Dhaka, Bangladesh | Nārāyanganj | Narayanganj | 23.6167 | 90.5 | Bangladesh | BD | BGD | Dhaka |  | 223622 | 1050424421
Narbonne, Occitanie, France | Narbonne | Narbonne | 43.1836 | 3.0042 | France | FR | FRA | Occitanie | minor | 54700 | 1250476648
Narborough, Leicestershire, United Kingdom | Narborough | Narborough | 52.5727 | -1.2023 | United Kingdom | GB | GBR | Leicestershire |  | 8448 | 1826174568
Narimanov, Astrakhanskaya Oblast’, Russia | Narimanov | Narimanov | 46.6833 | 47.85 | Russia | RU | RUS | Astrakhanskaya Oblast’ |  | 11079 | 1643669598
Narita, Chiba, Japan | Narita | Narita | 35.7833 | 140.3167 | Japan | JP | JPN | Chiba |  | 132293 | 1392216588
Narjeh, Qazvīn, Iran | Narjeh | Narjeh | 35.9908 | 49.6247 | Iran | IR | IRN | Qazvīn |  | 5604 | 1364043591
Narni, Umbria, Italy | Narni | Narni | 42.5167 | 12.5167 | Italy | IT | ITA | Umbria |  | 19543 | 1380161361
Naro-Fominsk, Moskovskaya Oblast’, Russia | Naro-Fominsk | Naro-Fominsk | 55.3833 | 36.7333 | Russia | RU | RUS | Moskovskaya Oblast’ |  | 62002 | 1643037888
Narok, Narok, Kenya | Narok | Narok | -1.0833 | 35.8667 | Kenya | KE | KEN | Narok | admin |  | 1404459814
Narowlya, Homyel’skaya Voblasts’, Belarus | Narowlya | Narowlya | 51.8 | 29.5 | Belarus | BY | BLR | Homyel’skaya Voblasts’ | minor | 8300 | 1112536668
Närpes, Pohjanmaa, Finland | Närpes | Narpes | 62.4736 | 21.3375 | Finland | FI | FIN | Pohjanmaa | minor | 9387 | 1246805566
Narrabri, New South Wales, Australia | Narrabri | Narrabri | -30.3317 | 149.7678 | Australia | AU | AUS | New South Wales |  | 7606 | 1036714493
Narragansett, Rhode Island, United States | Narragansett | Narragansett | 41.4291 | -71.4669 | United States | US | USA | Rhode Island |  | 15550 | 1840106247
Narre Warren North, Victoria, Australia | Narre Warren North | Narre Warren North | -37.9833 | 145.3167 | Australia | AU | AUS | Victoria |  | 7674 | 1036476634
Narrogin, Western Australia, Australia | Narrogin | Narrogin | -32.936 | 117.178 | Australia | AU | AUS | Western Australia |  | 4274 | 1036221961
Narsarsuaq, Kujalleq, Greenland | Narsarsuaq | Narsarsuaq | 61.1666 | -45.4166 | Greenland | GL | GRL | Kujalleq |  | 145 | 1304138343
Narsingdi, Dhaka, Bangladesh | Narsingdi | Narsingdi | 23.9 | 90.7167 | Bangladesh | BD | BGD | Dhaka |  | 185128 | 1050904616
Nartkala, Kabardino-Balkariya, Russia | Nartkala | Nartkala | 43.55 | 43.85 | Russia | RU | RUS | Kabardino-Balkariya |  | 30832 | 1643632227
Narutochō-mitsuishi, Tokushima, Japan | Narutochō-mitsuishi | Narutocho-mitsuishi | 34.1667 | 134.6167 | Japan | JP | JPN | Tokushima |  | 56007 | 1392492030
Narva, Ida-Virumaa, Estonia | Narva | Narva | 59.3792 | 28.2006 | Estonia | EE | EST | Ida-Virumaa | minor | 57130 | 1233751159
Narvik, Nordland, Norway | Narvik | Narvik | 68.4363 | 17.3983 | Norway | NO | NOR | Nordland | minor | 14148 | 1578744025
Naryn, Naryn, Kyrgyzstan | Naryn | Naryn | 41.4333 | 76 | Kyrgyzstan | KG | KGZ | Naryn | admin | 34822 | 1417466970
Năsăud, Bistriţa-Năsăud, Romania | Năsăud | Nasaud | 47.2833 | 24.4067 | Romania | RO | ROU | Bistriţa-Năsăud |  | 9587 | 1642277064
Nashua, New Hampshire, United States | Nashua | Nashua | 42.7491 | -71.491 | United States | US | USA | New Hampshire |  | 233917 | 1840002984
Nashville, Tennessee, United States | Nashville | Nashville | 36.1715 | -86.7843 | United States | US | USA | Tennessee | admin | 1081903 | 1840036155
Nashville, North Carolina, United States | Nashville | Nashville | 35.9692 | -77.9555 | United States | US | USA | North Carolina |  | 5554 | 1840016167
Našice, Osječko-Baranjska Županija, Croatia | Našice | Nasice | 45.4833 | 18.1 | Croatia | HR | HRV | Osječko-Baranjska Županija | minor | 7888 | 1191359646
Nāsik, Mahārāshtra, India | Nāsik | Nasik | 20 | 73.7833 | India | IN | IND | Mahārāshtra |  | 1486053 | 1356562598
Nasīm Shahr, Tehrān, Iran | Nasīm Shahr | Nasim Shahr | 35.5644 | 51.1647 | Iran | IR | IRN | Tehrān | minor | 200393 | 1364571196
Nasir, Upper Nile, South Sudan | Nasir | Nasir | 8.6004 | 33.0666 | South Sudan | SS | SSD | Upper Nile |  | 1741 | 1728210480
Naşrābād, Eşfahān, Iran | Naşrābād | Nasrabad | 32.2794 | 52.0631 | Iran | IR | IRN | Eşfahān |  | 5751 | 1364000282
Nassau, , Bahamas, The | Nassau | Nassau | 25.0667 | -77.3333 | Bahamas, The | BS | BHS |  | primary | 274400 | 1044318561
Nasukarasuyama, Tochigi, Japan | Nasukarasuyama | Nasukarasuyama | 36.6569 | 140.1517 | Japan | JP | JPN | Tochigi |  | 25144 | 1392480551
Nasushiobara, Tochigi, Japan | Nasushiobara | Nasushiobara | 36.9617 | 140.0461 | Japan | JP | JPN | Tochigi |  | 116043 | 1392841957
Nata, Central, Botswana | Nata | Nata | -20.2095 | 26.19 | Botswana | BW | BWA | Central |  | 4794 | 1072462404
Natal, Amazonas, Brazil | Natal | Natal | -6.9838 | -60.2699 | Brazil | BR | BRA | Amazonas |  | 980588 | 1076336975
Natal, Rio Grande do Norte, Brazil | Natal | Natal | -5.795 | -35.2089 | Brazil | BR | BRA | Rio Grande do Norte | admin | 877662 | 1076697777
Naţanz, Eşfahān, Iran | Naţanz | Natanz | 33.5 | 51.9 | Iran | IR | IRN | Eşfahān | minor | 44000 | 1364002460
Natchez, Mississippi, United States | Natchez | Natchez | 31.5437 | -91.3867 | United States | US | USA | Mississippi |  | 26095 | 1840014951
Natchitoches, Louisiana, United States | Natchitoches | Natchitoches | 31.7317 | -93.0979 | United States | US | USA | Louisiana |  | 18859 | 1840014925
Natick, Massachusetts, United States | Natick | Natick | 42.2847 | -71.3497 | United States | US | USA | Massachusetts |  | 36083 | 1840053640
National City, California, United States | National City | National City | 32.6654 | -117.0983 | United States | US | USA | California |  | 61394 | 1840020622
Natitingou, Atacora, Benin | Natitingou | Natitingou | 10.3204 | 1.39 | Benin | BJ | BEN | Atacora | admin | 80892 | 1204752595
Natividade da Serra, São Paulo, Brazil | Natividade da Serra | Natividade da Serra | -23.3756 | -45.4419 | Brazil | BR | BRA | São Paulo |  | 6786 | 1076519726
Natori-shi, Miyagi, Japan | Natori-shi | Natori-shi | 38.1717 | 140.8919 | Japan | JP | JPN | Miyagi |  | 78796 | 1392168361
Naucalpan de Juárez, México, Mexico | Naucalpan de Juárez | Naucalpan de Juarez | 19.4753 | -99.2378 | Mexico | MX | MEX | México | minor | 833779 | 1484850125
Nauen, Brandenburg, Germany | Nauen | Nauen | 52.6 | 12.8831 | Germany | DE | DEU | Brandenburg |  | 17967 | 1276864648
Naugatuck, Connecticut, United States | Naugatuck | Naugatuck | 41.489 | -73.0518 | United States | US | USA | Connecticut |  | 31108 | 1840004849
Naujoji Akmenė, Akmenė, Lithuania | Naujoji Akmenė | Naujoji Akmene | 56.325 | 22.8833 | Lithuania | LT | LTU | Akmenė |  | 7725 | 1440899932
Naukšēni, Naukšēnu Novads, Latvia | Naukšēni | Naukseni | 57.8842 | 25.458 | Latvia | LV | LVA | Naukšēnu Novads | admin |  | 1428372673
Naumburg, Saxony-Anhalt, Germany | Naumburg | Naumburg | 51.1521 | 11.8098 | Germany | DE | DEU | Saxony-Anhalt | minor | 32402 | 1276335227
Naumburg, Hesse, Germany | Naumburg | Naumburg | 51.25 | 9.1667 | Germany | DE | DEU | Hesse |  | 5028 | 1276277559
Naunhof, Saxony, Germany | Naunhof | Naunhof | 51.2778 | 12.5883 | Germany | DE | DEU | Saxony |  | 8735 | 1276828471
Nausori, Tailevu, Fiji | Nausori | Nausori | -18.0244 | 178.5454 | Fiji | FJ | FJI | Tailevu |  | 47604 | 1242640119
Nauta, Loreto, Peru | Nauta | Nauta | -4.5083 | -73.5833 | Peru | PE | PER | Loreto |  | 2500 | 1604159322
Nautla, Veracruz, Mexico | Nautla | Nautla | 20.2167 | -96.7833 | Mexico | MX | MEX | Veracruz | minor | 2890 | 1484174535
Nava, Coahuila de Zaragoza, Mexico | Nava | Nava | 28.4214 | -100.7675 | Mexico | MX | MEX | Coahuila de Zaragoza | minor | 22192 | 1484120104
Navadwīp, West Bengal, India | Navadwīp | Navadwip | 23.4088 | 88.3657 | India | IN | IND | West Bengal |  | 125543 | 1356449184
Navahrudak, Hrodzyenskaya Voblasts’, Belarus | Navahrudak | Navahrudak | 53.5833 | 25.8167 | Belarus | BY | BLR | Hrodzyenskaya Voblasts’ |  | 30800 | 1112500125
Naval, Biliran, Philippines | Naval | Naval | 11.5612 | 124.3952 | Philippines | PH | PHL | Biliran | admin |  | 1608929611
Naval Academy, Maryland, United States | Naval Academy | Naval Academy | 38.9859 | -76.488 | United States | US | USA | Maryland |  | 5834 | 1840073633
Navalmoral de la Mata, Extremadura, Spain | Navalmoral de la Mata | Navalmoral de la Mata | 39.8928 | -5.5403 | Spain | ES | ESP | Extremadura |  | 17129 | 1724575983
Navapolatsk, Vitsyebskaya Voblasts’, Belarus | Navapolatsk | Navapolatsk | 55.5333 | 28.6667 | Belarus | BY | BLR | Vitsyebskaya Voblasts’ |  | 98800 | 1112965860
Navarre, Florida, United States | Navarre | Navarre | 30.4174 | -86.8907 | United States | US | USA | Florida |  | 35540 | 1840027017
Navashino, Nizhegorodskaya Oblast’, Russia | Navashino | Navashino | 55.5333 | 42.2 | Russia | RU | RUS | Nizhegorodskaya Oblast’ |  | 14830 | 1643012933
Navasota, Texas, United States | Navasota | Navasota | 30.3874 | -96.0895 | United States | US | USA | Texas |  | 9386 | 1840023174
Năvodari, Constanţa, Romania | Năvodari | Navodari | 44.3208 | 28.6125 | Romania | RO | ROU | Constanţa |  | 32981 | 1642234655
Navoiy, Navoiy, Uzbekistan | Navoiy | Navoiy | 40.1 | 65.3667 | Uzbekistan | UZ | UZB | Navoiy | admin |  | 1860291734
Navojoa, Sonora, Mexico | Navojoa | Navojoa | 27.0813 | -109.4461 | Mexico | MX | MEX | Sonora | minor | 157729 | 1484166303
Navolato, Sinaloa, Mexico | Navolato | Navolato | 24.7656 | -107.7019 | Mexico | MX | MEX | Sinaloa | minor | 28676 | 1484515879
Navoloki, Ivanovskaya Oblast’, Russia | Navoloki | Navoloki | 57.4667 | 41.9667 | Russia | RU | RUS | Ivanovskaya Oblast’ |  | 9374 | 1643201351
Navotas, Navotas, Philippines | Navotas | Navotas | 14.6667 | 120.9417 | Philippines | PH | PHL | Navotas | admin | 249463 | 1608538447
Navsāri, Gujarāt, India | Navsāri | Navsari | 20.8504 | 72.92 | India | IN | IND | Gujarāt |  | 163000 | 1356120513
Nawá, Dar‘ā, Syria | Nawá | Nawa | 32.8833 | 36.05 | Syria | SY | SYR | Dar‘ā | minor | 63676 | 1760963983
Nawābganj, Rājshāhi, Bangladesh | Nawābganj | Nawabganj | 24.5804 | 88.35 | Bangladesh | BD | BGD | Rājshāhi |  | 142361 | 1050253103
Nawabshah, Sindh, Pakistan | Nawabshah | Nawabshah | 26.2442 | 68.41 | Pakistan | PK | PAK | Sindh | minor | 263102 | 1586294005
Naxçıvan, Naxçıvan, Azerbaijan | Naxçıvan | Naxcivan | 39.2089 | 45.4122 | Azerbaijan | AZ | AZE | Naxçıvan | admin | 74500 | 1031943755
Naxxar, Naxxar, Malta | Naxxar | Naxxar | 35.9136 | 14.4436 | Malta | MT | MLT | Naxxar | admin |  | 1470470220
Nay Pyi Taw, Nay Pyi Taw, Burma | Nay Pyi Taw | Nay Pyi Taw | 19.8028 | 96.1583 | Burma | MM | MMR | Nay Pyi Taw | primary | 1160242 | 1104838105
Naz̧arābād, Alborz, Iran | Naz̧arābād | Nazarabad | 35.9522 | 50.6075 | Iran | IR | IRN | Alborz | minor | 119512 | 1364796337
Nazaré, Leiria, Portugal | Nazaré | Nazare | 39.6 | -9.0667 | Portugal | PT | PRT | Leiria | minor | 15158 | 1620000054
Nazaré Paulista, São Paulo, Brazil | Nazaré Paulista | Nazare Paulista | -23.1808 | -46.395 | Brazil | BR | BRA | São Paulo |  | 17794 | 1076428478
Nazareth, Northern, Israel | Nazareth | Nazareth | 32.7021 | 35.2978 | Israel | IL | ISR | Northern | admin | 83400 | 1376505625
Nazareth, Pennsylvania, United States | Nazareth | Nazareth | 40.74 | -75.3132 | United States | US | USA | Pennsylvania |  | 5702 | 1840000974
Nazarje, Nazarje, Slovenia | Nazarje | Nazarje | 46.3176 | 14.9467 | Slovenia | SI | SVN | Nazarje | admin |  | 1705598784
Nazarovo, Krasnoyarskiy Kray, Russia | Nazarovo | Nazarovo | 56.0064 | 90.3914 | Russia | RU | RUS | Krasnoyarskiy Kray |  | 50397 | 1643743440
Nazca, Ica, Peru | Nazca | Nazca | -14.8289 | -74.9436 | Peru | PE | PER | Ica |  | 22859 | 1604291738
Nazilli, Aydın, Turkey | Nazilli | Nazilli | 37.9125 | 28.3206 | Turkey | TR | TUR | Aydın | minor | 156748 | 1792517713
Nazran, Ingushetiya, Russia | Nazran | Nazran | 43.2167 | 44.7667 | Russia | RU | RUS | Ingushetiya |  | 117936 | 1643123780
Nazrēt, Oromīya, Ethiopia | Nazrēt | Nazret | 8.55 | 39.27 | Ethiopia | ET | ETH | Oromīya |  | 476892 | 1231826873
Nazyvayevsk, Omskaya Oblast’, Russia | Nazyvayevsk | Nazyvayevsk | 55.5667 | 71.35 | Russia | RU | RUS | Omskaya Oblast’ |  | 11101 | 1643639751
Nchelenge, Luapula, Zambia | Nchelenge | Nchelenge | -9.3467 | 28.7344 | Zambia | ZM | ZMB | Luapula |  | 147927 | 1894890604
Ndalatando, Kwanza Norte, Angola | Ndalatando | Ndalatando | -9.3 | 14.9167 | Angola | AO | AGO | Kwanza Norte | admin | 8144 | 1024645515
Ndélé, Bamingui-Bangoran, Central African Republic | Ndélé | Ndele | 8.4091 | 20.653 | Central African Republic | CF | CAF | Bamingui-Bangoran | admin | 11764 | 1140271951
Ndendé, Ngounié, Gabon | Ndendé | Ndende | -2.3829 | 11.3833 | Gabon | GA | GAB | Ngounié |  | 6200 | 1266578957
Ndola, Copperbelt, Zambia | Ndola | Ndola | -12.9683 | 28.6337 | Zambia | ZM | ZMB | Copperbelt | admin | 528330 | 1894032745
Néa Anchiálos, Thessalía, Greece | Néa Anchiálos | Nea Anchialos | 39.2667 | 22.8167 | Greece | GR | GRC | Thessalía |  | 5132 | 1300012024
Néa Artáki, Stereá Elláda, Greece | Néa Artáki | Nea Artaki | 38.5167 | 23.6333 | Greece | GR | GRC | Stereá Elláda |  | 9489 | 1300651375
Néa Filadélfeia, Attikí, Greece | Néa Filadélfeia | Nea Filadelfeia | 38.035 | 23.7381 | Greece | GR | GRC | Attikí | minor | 25734 | 1300810075
Néa Ionía, Attikí, Greece | Néa Ionía | Nea Ionia | 38.0333 | 23.75 | Greece | GR | GRC | Attikí | minor | 67134 | 1300842760
Néa Kallikráteia, Kentrikí Makedonía, Greece | Néa Kallikráteia | Nea Kallikrateia | 40.3139 | 23.0633 | Greece | GR | GRC | Kentrikí Makedonía |  | 7238 | 1300364296
Néa Moudaniá, Kentrikí Makedonía, Greece | Néa Moudaniá | Nea Moudania | 40.2386 | 23.2814 | Greece | GR | GRC | Kentrikí Makedonía | minor | 9342 | 1300681996
Néa Péramos, Attikí, Greece | Néa Péramos | Nea Peramos | 38 | 23.4167 | Greece | GR | GRC | Attikí |  | 8333 | 1300896175
Neabsco, Virginia, United States | Neabsco | Neabsco | 38.6083 | -77.2847 | United States | US | USA | Virginia |  | 16947 | 1840043136
Neath, Neath Port Talbot, United Kingdom | Neath | Neath | 51.66 | -3.81 | United Kingdom | GB | GBR | Neath Port Talbot |  | 19258 | 1826679432
Nebbi, Nebbi, Uganda | Nebbi | Nebbi | 2.4758 | 31.1025 | Uganda | UG | UGA | Nebbi | admin | 30354 | 1800598019
Nebraska City, Nebraska, United States | Nebraska City | Nebraska City | 40.6762 | -95.8613 | United States | US | USA | Nebraska |  | 7069 | 1840008324
Neckargemünd, Baden-Württemberg, Germany | Neckargemünd | Neckargemund | 49.3939 | 8.7975 | Germany | DE | DEU | Baden-Württemberg |  | 13290 | 1276103353
Neckarsulm, Baden-Württemberg, Germany | Neckarsulm | Neckarsulm | 49.1917 | 9.2244 | Germany | DE | DEU | Baden-Württemberg |  | 26492 | 1276644905
Necochea, Buenos Aires, Argentina | Necochea | Necochea | -38.56 | -58.75 | Argentina | AR | ARG | Buenos Aires | minor | 80478 | 1032624527
Nederland, Texas, United States | Nederland | Nederland | 29.9707 | -94.0015 | United States | US | USA | Texas |  | 17371 | 1840020917
Needham, Massachusetts, United States | Needham | Needham | 42.2814 | -71.2411 | United States | US | USA | Massachusetts |  | 30735 | 1840053553
Needles, California, United States | Needles | Needles | 34.8164 | -114.6189 | United States | US | USA | California |  | 8752 | 1840020409
Neenah, Wisconsin, United States | Neenah | Neenah | 44.167 | -88.4764 | United States | US | USA | Wisconsin |  | 26300 | 1840002244
Nefasīt, Semēnawī K’eyih Bahrī, Eritrea | Nefasīt | Nefasit | 15.3333 | 39.0619 | Eritrea | ER | ERI | Semēnawī K’eyih Bahrī |  | 8600 | 1232567577
Neftçala, Neftçala, Azerbaijan | Neftçala | Neftcala | 39.3791 | 49.2486 | Azerbaijan | AZ | AZE | Neftçala | admin | 14241 | 1031299249
Neftegorsk, Samarskaya Oblast’, Russia | Neftegorsk | Neftegorsk | 52.8 | 51.1667 | Russia | RU | RUS | Samarskaya Oblast’ |  | 17990 | 1643711805
Neftekamsk, Bashkortostan, Russia | Neftekamsk | Neftekamsk | 56.0833 | 54.25 | Russia | RU | RUS | Bashkortostan |  | 126805 | 1643718660
Neftekumsk, Stavropol’skiy Kray, Russia | Neftekumsk | Neftekumsk | 44.7506 | 44.9797 | Russia | RU | RUS | Stavropol’skiy Kray |  | 24472 | 1643496065
Nefteyugansk, Khanty-Mansiyskiy Avtonomnyy Okrug-Yugra, Russia | Nefteyugansk | Nefteyugansk | 61.1 | 72.6 | Russia | RU | RUS | Khanty-Mansiyskiy Avtonomnyy Okrug-Yugra |  | 126157 | 1643009656
Negapatam, Tamil Nādu, India | Negapatam | Negapatam | 10.7667 | 79.8333 | India | IN | IND | Tamil Nādu |  | 102905 | 1356879770
Negēlē, Oromīya, Ethiopia | Negēlē | Negele | 5.3166 | 39.5833 | Ethiopia | ET | ETH | Oromīya |  | 11772 | 1231215294
Negombo, Western, Sri Lanka | Negombo | Negombo | 7.2111 | 79.8386 | Sri Lanka | LK | LKA | Western |  | 142136 | 1144271397
Negotin, Negotin, Serbia | Negotin | Negotin | 44.2167 | 22.5167 | Serbia | RS | SRB | Negotin | admin |  | 1688309283
Negotino, Negotino, Macedonia | Negotino | Negotino | 41.4839 | 22.0892 | Macedonia | MK | MKD | Negotino | admin | 13284 | 1807848381
Negreşti, Vaslui, Romania | Negreşti | Negresti | 46.8403 | 27.4417 | Romania | RO | ROU | Vaslui |  | 8380 | 1642692069
Negreşti-Oaş, Satu Mare, Romania | Negreşti-Oaş | Negresti-Oas | 47.8694 | 23.4242 | Romania | RO | ROU | Satu Mare |  | 11867 | 1642109083
Negru Vodă, Constanţa, Romania | Negru Vodă | Negru Voda | 43.8181 | 28.2125 | Romania | RO | ROU | Constanţa |  | 5088 | 1642042554
Nehe, Heilongjiang, China | Nehe | Nehe | 48.48 | 124.8738 | China | CN | CHN | Heilongjiang |  | 740000 | 1156609562
Nehoiu, Buzău, Romania | Nehoiu | Nehoiu | 45.4153 | 26.3082 | Romania | RO | ROU | Buzău |  | 10211 | 1642541496
Neiafu, Vava‘u, Tonga | Neiafu | Neiafu | -18.6496 | -173.9833 | Tonga | TO | TON | Vava‘u |  | 7391 | 1776829745
Neiba, Enriquillo, Dominican Republic | Neiba | Neiba | 18.4666 | -71.4166 | Dominican Republic | DO | DOM | Enriquillo | minor | 25731 | 1214562502
Neijiang, Sichuan, China | Neijiang | Neijiang | 29.5872 | 105.0635 | China | CN | CHN | Sichuan | minor | 4238000 | 1156516335
Neilston, East Renfrewshire, United Kingdom | Neilston | Neilston | 55.7847 | -4.4234 | United Kingdom | GB | GBR | East Renfrewshire |  | 5320 | 1826325436
Neiva, Huila, Colombia | Neiva | Neiva | 2.9275 | -75.2875 | Colombia | CO | COL | Huila | admin | 316033 | 1170159963
Nejdek, Karlovarský Kraj, Czechia | Nejdek | Nejdek | 50.3225 | 12.7294 | Czechia | CZ | CZE | Karlovarský Kraj |  | 7806 | 1203575913
Nek’emtē, Oromīya, Ethiopia | Nek’emtē | Nek'emte | 9.0905 | 36.53 | Ethiopia | ET | ETH | Oromīya |  | 73018 | 1231437227
Nelas, Viseu, Portugal | Nelas | Nelas | 40.5167 | -7.85 | Portugal | PT | PRT | Viseu | minor | 14037 | 1620011198
Nelidovo, Tverskaya Oblast’, Russia | Nelidovo | Nelidovo | 56.2167 | 32.7833 | Russia | RU | RUS | Tverskaya Oblast’ |  | 18883 | 1643775202
Nellore, Andhra Pradesh, India | Nellore | Nellore | 14.4333 | 79.9667 | India | IN | IND | Andhra Pradesh |  | 547621 | 1356280972
Nelson, Nelson, New Zealand | Nelson | Nelson | -41.2931 | 173.2381 | New Zealand | NZ | NZL | Nelson | admin | 49300 | 1554017097
Nelson, Lancashire, United Kingdom | Nelson | Nelson | 53.8346 | -2.218 | United Kingdom | GB | GBR | Lancashire |  | 29135 | 1826818117
Nelson, British Columbia, Canada | Nelson | Nelson | 49.5 | -117.2833 | Canada | CA | CAN | British Columbia |  | 10664 | 1124361295
Nelson Bay, New South Wales, Australia | Nelson Bay | Nelson Bay | -32.715 | 152.1511 | Australia | AU | AUS | New South Wales |  | 11820 | 1036777604
Nelsonville, Ohio, United States | Nelsonville | Nelsonville | 39.456 | -82.2219 | United States | US | USA | Ohio |  | 6050 | 1840008482
Nelspruit, Mpumalanga, South Africa | Nelspruit | Nelspruit | -25.4745 | 30.9703 | South Africa | ZA | ZAF | Mpumalanga | admin |  | 1710114438
Néma, Hodh ech Chargui, Mauritania | Néma | Nema | 16.6171 | -7.25 | Mauritania | MR | MRT | Hodh ech Chargui | admin | 200000 | 1478009046
Neman, Kaliningradskaya Oblast’, Russia | Neman | Neman | 55.0333 | 22.0333 | Russia | RU | RUS | Kaliningradskaya Oblast’ | minor | 10931 | 1643209452
Nemšová, Nitriansky, Slovakia | Nemšová | Nemsova | 48.9669 | 18.1169 | Slovakia | SK | SVK | Nitriansky |  | 6368 | 1703388778
Nemyriv, Vinnyts’ka Oblast’, Ukraine | Nemyriv | Nemyriv | 48.9794 | 28.8439 | Ukraine | UA | UKR | Vinnyts’ka Oblast’ | minor | 11697 | 1804059627
Nenagh, Tipperary, Ireland | Nenagh | Nenagh | 52.8619 | -8.1967 | Ireland | IE | IRL | Tipperary | admin |  | 1372867922
Nenjiang, Heilongjiang, China | Nenjiang | Nenjiang | 49.1745 | 125.216 | China | CN | CHN | Heilongjiang | minor | 50000 | 1156694308
Neno, Neno, Malawi | Neno | Neno | -15.3981 | 34.6534 | Malawi | MW | MWI | Neno | admin |  | 1454089137
Néo Karlovási, Voreío Aigaío, Greece | Néo Karlovási | Neo Karlovasi | 37.7917 | 26.7051 | Greece | GR | GRC | Voreío Aigaío |  | 6708 | 1300578595
Néoi Epivátes, Kentrikí Makedonía, Greece | Néoi Epivátes | Neoi Epivates | 40.501 | 22.909 | Greece | GR | GRC | Kentrikí Makedonía |  | 5984 | 1300073585
Neosho, Missouri, United States | Neosho | Neosho | 36.8441 | -94.3756 | United States | US | USA | Missouri |  | 12176 | 1840008793
Nepālgañj, Bherī, Nepal | Nepālgañj | Nepalganj | 28.05 | 81.6167 | Nepal | NP | NPL | Bherī |  | 72503 | 1524207917
Nephi, Utah, United States | Nephi | Nephi | 39.7072 | -111.8323 | United States | US | USA | Utah |  | 6212 | 1840020188
Neptune, New Jersey, United States | Neptune | Neptune | 40.2105 | -74.0539 | United States | US | USA | New Jersey |  | 27591 | 1840081642
Neptune Beach, Florida, United States | Neptune Beach | Neptune Beach | 30.3165 | -81.4118 | United States | US | USA | Florida |  | 7259 | 1840015030
Nerang, Queensland, Australia | Nerang | Nerang | -27.9956 | 153.322 | Australia | AU | AUS | Queensland |  | 16864 | 1036082899
Neratovice, Středočeský Kraj, Czechia | Neratovice | Neratovice | 50.2593 | 14.5177 | Czechia | CZ | CZE | Středočeský Kraj |  | 16191 | 1203620692
Nerchinsk, Zabaykal’skiy Kray, Russia | Nerchinsk | Nerchinsk | 51.9833 | 116.5833 | Russia | RU | RUS | Zabaykal’skiy Kray |  | 14919 | 1643896987
Nerekhta, Kostromskaya Oblast’, Russia | Nerekhta | Nerekhta | 57.45 | 40.5833 | Russia | RU | RUS | Kostromskaya Oblast’ |  | 21262 | 1643170330
Neresheim, Baden-Württemberg, Germany | Neresheim | Neresheim | 48.7542 | 10.3344 | Germany | DE | DEU | Baden-Württemberg |  | 7945 | 1276988797
Nereta, Neretas Novads, Latvia | Nereta | Nereta | 56.2044 | 25.3077 | Latvia | LV | LVA | Neretas Novads | admin |  | 1428242925
Nerokoúros, Kríti, Greece | Nerokoúros | Nerokouros | 35.4758 | 24.0383 | Greece | GR | GRC | Kríti |  | 5531 | 1300362346
Neryungri, Sakha (Yakutiya), Russia | Neryungri | Neryungri | 56.6583 | 124.725 | Russia | RU | RUS | Sakha (Yakutiya) |  | 57009 | 1643755298
Nes Ẕiyyona, Central, Israel | Nes Ẕiyyona | Nes Ziyyona | 31.9333 | 34.8 | Israel | IL | ISR | Central |  | 50200 | 1376745785
Nesconset, New York, United States | Nesconset | Nesconset | 40.8467 | -73.1522 | United States | US | USA | New York |  | 13893 | 1840005051
Nesebar, Burgas, Bulgaria | Nesebar | Nesebar | 42.6608 | 27.7139 | Bulgaria | BG | BGR | Burgas | minor | 13559 | 1100835570
Neshannock, Pennsylvania, United States | Neshannock | Neshannock | 41.051 | -80.352 | United States | US | USA | Pennsylvania |  | 9278 | 1840152742
Nesher, Haifa, Israel | Nesher | Nesher | 32.7667 | 35.05 | Israel | IL | ISR | Haifa |  | 23700 | 1376735055
Neston, Cheshire West and Chester, United Kingdom | Neston | Neston | 53.289 | -3.074 | United Kingdom | GB | GBR | Cheshire West and Chester |  | 15221 | 1826478798
Netanya, Central, Israel | Netanya | Netanya | 32.3328 | 34.86 | Israel | IL | ISR | Central |  | 217244 | 1376203187
Nether Providence, Pennsylvania, United States | Nether Providence | Nether Providence | 39.8971 | -75.3697 | United States | US | USA | Pennsylvania |  | 13754 | 1840152840
Netherton, Dudley, United Kingdom | Netherton | Netherton | 52.4908 | -2.0835 | United Kingdom | GB | GBR | Dudley |  | 15017 | 1826114854
Netishyn, Khmel’nyts’ka Oblast’, Ukraine | Netishyn | Netishyn | 50.33 | 26.64 | Ukraine | UA | UKR | Khmel’nyts’ka Oblast’ |  | 36921 | 1804202140
Netivot, Southern, Israel | Netivot | Netivot | 31.4167 | 34.5833 | Israel | IL | ISR | Southern |  | 31314 | 1376200656
Netphen, North Rhine-Westphalia, Germany | Netphen | Netphen | 50.9147 | 8.1 | Germany | DE | DEU | North Rhine-Westphalia |  | 23130 | 1276020652
Nettetal, North Rhine-Westphalia, Germany | Nettetal | Nettetal | 51.3167 | 6.2833 | Germany | DE | DEU | North Rhine-Westphalia |  | 42493 | 1276049262
Neu Bleckede, Mecklenburg-Western Pomerania, Germany | Neu Bleckede | Neu Bleckede | 53.3 | 10.7333 | Germany | DE | DEU | Mecklenburg-Western Pomerania |  | 9457 | 1276752770
Neu Isenburg, Hesse, Germany | Neu Isenburg | Neu Isenburg | 50.0558 | 8.6971 | Germany | DE | DEU | Hesse |  | 37668 | 1276467901
Neu-Anspach, Hesse, Germany | Neu-Anspach | Neu-Anspach | 50.3003 | 8.5072 | Germany | DE | DEU | Hesse |  | 14618 | 1276155891
Neubrandenburg, Mecklenburg-Western Pomerania, Germany | Neubrandenburg | Neubrandenburg | 53.5569 | 13.2608 | Germany | DE | DEU | Mecklenburg-Western Pomerania | minor | 64086 | 1276954105
Neubulach, Baden-Württemberg, Germany | Neubulach | Neubulach | 48.6611 | 8.6967 | Germany | DE | DEU | Baden-Württemberg |  | 5624 | 1276878113
Neuburg, Bavaria, Germany | Neuburg | Neuburg | 48.7333 | 11.1833 | Germany | DE | DEU | Bavaria | minor | 29682 | 1276560116
Neuchâtel, Neuchâtel, Switzerland | Neuchâtel | Neuchatel | 46.9903 | 6.9306 | Switzerland | CH | CHE | Neuchâtel | admin | 33475 | 1756726571
Neudenau, Baden-Württemberg, Germany | Neudenau | Neudenau | 49.2833 | 9.2667 | Germany | DE | DEU | Baden-Württemberg |  | 5266 | 1276645643
Neuenbürg, Baden-Württemberg, Germany | Neuenbürg | Neuenburg | 48.8461 | 8.5889 | Germany | DE | DEU | Baden-Württemberg |  | 8206 | 1276032527
Neuenburg am Rhein, Baden-Württemberg, Germany | Neuenburg am Rhein | Neuenburg am Rhein | 47.8147 | 7.5619 | Germany | DE | DEU | Baden-Württemberg |  | 12437 | 1276286003
Neuenhaus, Lower Saxony, Germany | Neuenhaus | Neuenhaus | 52.5 | 6.9667 | Germany | DE | DEU | Lower Saxony |  | 10025 | 1276154780
Neuenkirchen, Lower Saxony, Germany | Neuenkirchen | Neuenkirchen | 52.5167 | 8.0667 | Germany | DE | DEU | Lower Saxony |  | 8621 | 1276221041
Neuenrade, North Rhine-Westphalia, Germany | Neuenrade | Neuenrade | 51.2839 | 7.78 | Germany | DE | DEU | North Rhine-Westphalia |  | 11982 | 1276329110
Neuenstadt am Kocher, Baden-Württemberg, Germany | Neuenstadt am Kocher | Neuenstadt am Kocher | 49.2333 | 9.3333 | Germany | DE | DEU | Baden-Württemberg |  | 10123 | 1276757079
Neuenstein, Baden-Württemberg, Germany | Neuenstein | Neuenstein | 49.2 | 9.5833 | Germany | DE | DEU | Baden-Württemberg |  | 6531 | 1276191875
Neufchâteau, Wallonia, Belgium | Neufchâteau | Neufchateau | 49.8411 | 5.4353 | Belgium | BE | BEL | Wallonia | minor | 7679 | 1056857306
Neuffen, Baden-Württemberg, Germany | Neuffen | Neuffen | 48.5544 | 9.3756 | Germany | DE | DEU | Baden-Württemberg |  | 6299 | 1276718584
Neugersdorf, Saxony, Germany | Neugersdorf | Neugersdorf | 50.9789 | 14.6108 | Germany | DE | DEU | Saxony |  | 6260 | 1276966059
Neuhaus am Rennweg, Thuringia, Germany | Neuhaus am Rennweg | Neuhaus am Rennweg | 50.51 | 11.1378 | Germany | DE | DEU | Thuringia |  | 9076 | 1276404975
Neuhausen am Rheinfall, Schaffhausen, Switzerland | Neuhausen am Rheinfall | Neuhausen am Rheinfall | 47.6831 | 8.6167 | Switzerland | CH | CHE | Schaffhausen |  | 10510 | 1756815481
Neuilly-Plaisance, Île-de-France, France | Neuilly-Plaisance | Neuilly-Plaisance | 48.8619 | 2.5064 | France | FR | FRA | Île-de-France |  | 21150 | 1250086555
Neuilly-sur-Marne, Île-de-France, France | Neuilly-sur-Marne | Neuilly-sur-Marne | 48.8537 | 2.549 | France | FR | FRA | Île-de-France |  | 34993 | 1250377296
Neuilly-sur-Seine, Île-de-France, France | Neuilly-sur-Seine | Neuilly-sur-Seine | 48.8881 | 2.2686 | France | FR | FRA | Île-de-France |  | 60361 | 1250765188
Neukirchen, Hesse, Germany | Neukirchen | Neukirchen | 50.8667 | 9.3333 | Germany | DE | DEU | Hesse |  | 6986 | 1276553451
Neulengbach, Niederösterreich, Austria | Neulengbach | Neulengbach | 48.1833 | 15.9 | Austria | AT | AUT | Niederösterreich |  | 8281 | 1040795317
Neumarkt, Bavaria, Germany | Neumarkt | Neumarkt | 49.2833 | 11.4667 | Germany | DE | DEU | Bavaria | minor | 40002 | 1276002746
Neumarkt am Wallersee, Salzburg, Austria | Neumarkt am Wallersee | Neumarkt am Wallersee | 47.9453 | 13.2247 | Austria | AT | AUT | Salzburg |  | 6297 | 1040373485
Neumarkt-Sankt Veit, Bavaria, Germany | Neumarkt-Sankt Veit | Neumarkt-Sankt Veit | 48.3667 | 12.5 | Germany | DE | DEU | Bavaria |  | 6243 | 1276658424
Neumünster, Schleswig-Holstein, Germany | Neumünster | Neumunster | 54.0714 | 9.99 | Germany | DE | DEU | Schleswig-Holstein | minor | 79487 | 1276757733
Neunburg vorm Wald, Bavaria, Germany | Neunburg vorm Wald | Neunburg vorm Wald | 49.3467 | 12.3908 | Germany | DE | DEU | Bavaria |  | 8338 | 1276625156
Neunkirchen, Saarland, Germany | Neunkirchen | Neunkirchen | 49.3448 | 7.1799 | Germany | DE | DEU | Saarland | minor | 46469 | 1276274217
Neunkirchen, Niederösterreich, Austria | Neunkirchen | Neunkirchen | 47.7269 | 16.0817 | Austria | AT | AUT | Niederösterreich | minor | 12879 | 1040203057
Neuötting, Bavaria, Germany | Neuötting | Neuotting | 48.2167 | 12.6833 | Germany | DE | DEU | Bavaria |  | 8932 | 1276928616
Neuquén, Neuquén, Argentina | Neuquén | Neuquen | -38.9573 | -68.0455 | Argentina | AR | ARG | Neuquén | admin | 231198 | 1032525768
Neuruppin, Brandenburg, Germany | Neuruppin | Neuruppin | 52.9222 | 12.8 | Germany | DE | DEU | Brandenburg | minor | 30846 | 1276820903
Neusäß, Bavaria, Germany | Neusäß | Neusass | 48.4 | 10.8333 | Germany | DE | DEU | Bavaria |  | 22058 | 1276057547
Neusiedl am See, Burgenland, Austria | Neusiedl am See | Neusiedl am See | 47.9486 | 16.8431 | Austria | AT | AUT | Burgenland | minor | 8235 | 1040084469
Neuss, North Rhine-Westphalia, Germany | Neuss | Neuss | 51.2003 | 6.6939 | Germany | DE | DEU | North Rhine-Westphalia | minor | 153796 | 1276075502
Neustadt, Rhineland-Palatinate, Germany | Neustadt | Neustadt | 49.35 | 8.15 | Germany | DE | DEU | Rhineland-Palatinate | minor | 53148 | 1276053769
Neustadt, Baden-Württemberg, Germany | Neustadt | Neustadt | 48.8111 | 9.3656 | Germany | DE | DEU | Baden-Württemberg |  | 26987 | 1276729265
Neustadt, Bavaria, Germany | Neustadt | Neustadt | 49.58 | 10.6089 | Germany | DE | DEU | Bavaria | minor | 13121 | 1276596771
Neustadt, Saxony, Germany | Neustadt | Neustadt | 51.0239 | 14.2167 | Germany | DE | DEU | Saxony |  | 12051 | 1276897254
Neustadt, Hesse, Germany | Neustadt | Neustadt | 50.85 | 9.1167 | Germany | DE | DEU | Hesse |  | 9586 | 1276694590
Neustadt, Thuringia, Germany | Neustadt | Neustadt | 50.7333 | 11.75 | Germany | DE | DEU | Thuringia |  | 8002 | 1276606241
Neustadt, Bavaria, Germany | Neustadt | Neustadt | 49.7306 | 12.1706 | Germany | DE | DEU | Bavaria | minor | 5727 | 1276346080
Neustadt am Rübenberge, Lower Saxony, Germany | Neustadt am Rübenberge | Neustadt am Rubenberge | 52.5055 | 9.4636 | Germany | DE | DEU | Lower Saxony |  | 44282 | 1276887904
Neustadt an der Donau, Bavaria, Germany | Neustadt an der Donau | Neustadt an der Donau | 48.8 | 11.7667 | Germany | DE | DEU | Bavaria |  | 14409 | 1276348770
Neustadt bei Coburg, Bavaria, Germany | Neustadt bei Coburg | Neustadt bei Coburg | 50.3289 | 11.1211 | Germany | DE | DEU | Bavaria |  | 15257 | 1276116282
Neustadt in Holstein, Schleswig-Holstein, Germany | Neustadt in Holstein | Neustadt in Holstein | 54.1072 | 10.8158 | Germany | DE | DEU | Schleswig-Holstein |  | 15093 | 1276780766
Neustadt-Glewe, Mecklenburg-Western Pomerania, Germany | Neustadt-Glewe | Neustadt-Glewe | 53.3794 | 11.5883 | Germany | DE | DEU | Mecklenburg-Western Pomerania |  | 7009 | 1276906064
Neustrelitz, Mecklenburg-Western Pomerania, Germany | Neustrelitz | Neustrelitz | 53.3647 | 13.0636 | Germany | DE | DEU | Mecklenburg-Western Pomerania |  | 20140 | 1276001058
Neutraubling, Bavaria, Germany | Neutraubling | Neutraubling | 48.9878 | 12.1964 | Germany | DE | DEU | Bavaria |  | 13796 | 1276485988
Neu-Ulm, Bavaria, Germany | Neu-Ulm | Neu-Ulm | 48.3833 | 10 | Germany | DE | DEU | Bavaria | minor | 58707 | 1276071813
Neuwied, Rhineland-Palatinate, Germany | Neuwied | Neuwied | 50.4286 | 7.4614 | Germany | DE | DEU | Rhineland-Palatinate | minor | 64574 | 1276935443
Nevada, Missouri, United States | Nevada | Nevada | 37.8445 | -94.3492 | United States | US | USA | Missouri |  | 8699 | 1840008690
Nevada, Iowa, United States | Nevada | Nevada | 42.0186 | -93.4635 | United States | US | USA | Iowa |  | 6608 | 1840008125
Nevel, Pskovskaya Oblast’, Russia | Nevel | Nevel | 56.0167 | 29.9333 | Russia | RU | RUS | Pskovskaya Oblast’ |  | 14819 | 1643498267
Nevelsk, Sakhalinskaya Oblast’, Russia | Nevelsk | Nevelsk | 46.65 | 141.8667 | Russia | RU | RUS | Sakhalinskaya Oblast’ |  | 10421 | 1643719954
Nevers, Bourgogne-Franche-Comté, France | Nevers | Nevers | 46.9933 | 3.1572 | France | FR | FRA | Bourgogne-Franche-Comté | minor | 32990 | 1250147982
Neves, São Tomé, Sao Tome And Principe | Neves | Neves | 0.3586 | 6.5525 | Sao Tome And Principe | ST | STP | São Tomé | admin |  | 1678563060
Neves Paulista, São Paulo, Brazil | Neves Paulista | Neves Paulista | -20.8458 | -49.63 | Brazil | BR | BRA | São Paulo |  | 9008 | 1076295222
Neviges, North Rhine-Westphalia, Germany | Neviges | Neviges | 51.3128 | 7.0869 | Germany | DE | DEU | North Rhine-Westphalia |  | 18937 | 1276164931
Nevinnomyssk, Stavropol’skiy Kray, Russia | Nevinnomyssk | Nevinnomyssk | 44.6333 | 41.9333 | Russia | RU | RUS | Stavropol’skiy Kray |  | 117446 | 1643869152
Nevşehir, Nevşehir, Turkey | Nevşehir | Nevsehir | 38.625 | 34.7122 | Turkey | TR | TUR | Nevşehir | admin | 143194 | 1792583760
Nevyansk, Sverdlovskaya Oblast’, Russia | Nevyansk | Nevyansk | 57.4833 | 60.2 | Russia | RU | RUS | Sverdlovskaya Oblast’ |  | 23200 | 1643592737
New Albany, Indiana, United States | New Albany | New Albany | 38.3089 | -85.8234 | United States | US | USA | Indiana |  | 36843 | 1840008662
New Albany, Ohio, United States | New Albany | New Albany | 40.0802 | -82.7883 | United States | US | USA | Ohio |  | 10933 | 1840012407
New Albany, Mississippi, United States | New Albany | New Albany | 34.4909 | -89.0201 | United States | US | USA | Mississippi |  | 7226 | 1840014678
New Alresford, Hampshire, United Kingdom | New Alresford | New Alresford | 51.0907 | -1.1612 | United Kingdom | GB | GBR | Hampshire |  | 5431 | 1826791679
New Amsterdam, East Berbice-Corentyne, Guyana | New Amsterdam | New Amsterdam | 6.25 | -57.5167 | Guyana | GY | GUY | East Berbice-Corentyne | admin | 46874 | 1328195392
New Baltimore, Michigan, United States | New Baltimore | New Baltimore | 42.6903 | -82.7398 | United States | US | USA | Michigan |  | 12347 | 1840003090
New Baltimore, Virginia, United States | New Baltimore | New Baltimore | 38.7495 | -77.7151 | United States | US | USA | Virginia |  | 9831 | 1840024594
New Bedford, Massachusetts, United States | New Bedford | New Bedford | 41.6697 | -70.9428 | United States | US | USA | Massachusetts |  | 149910 | 1840003219
New Berlin, Wisconsin, United States | New Berlin | New Berlin | 42.9726 | -88.1291 | United States | US | USA | Wisconsin |  | 39691 | 1840003025
New Bern, North Carolina, United States | New Bern | New Bern | 35.0955 | -77.0723 | United States | US | USA | North Carolina |  | 51308 | 1840014591
New Boston, New Hampshire, United States | New Boston | New Boston | 42.9774 | -71.686 | United States | US | USA | New Hampshire |  | 5616 | 1840055220
New Braunfels, Texas, United States | New Braunfels | New Braunfels | 29.6994 | -98.1148 | United States | US | USA | Texas |  | 90209 | 1840021341
New Bremen, Ohio, United States | New Bremen | New Bremen | 40.4356 | -84.3777 | United States | US | USA | Ohio |  | 7393 | 1840012071
New Brighton, Wirral, United Kingdom | New Brighton | New Brighton | 53.432 | -3.049 | United Kingdom | GB | GBR | Wirral |  | 15149 | 1826841065
New Brighton, Pennsylvania, United States | New Brighton | New Brighton | 40.7355 | -80.3091 | United States | US | USA | Pennsylvania |  | 5679 | 1840001026
New Brighton, Minnesota, United States | New Brighton | New Brighton | 45.0658 | -93.206 | United States | US | USA | Minnesota |  | 22753 | 1840007841
New Britain, Connecticut, United States | New Britain | New Britain | 41.6758 | -72.7862 | United States | US | USA | Connecticut |  | 72495 | 1840004774
New Britain, Pennsylvania, United States | New Britain | New Britain | 40.3084 | -75.2069 | United States | US | USA | Pennsylvania |  | 11292 | 1840001327
New Brunswick, New Jersey, United States | New Brunswick | New Brunswick | 40.487 | -74.445 | United States | US | USA | New Jersey |  | 55676 | 1840001339
New Canaan, Connecticut, United States | New Canaan | New Canaan | 41.1593 | -73.4992 | United States | US | USA | Connecticut |  | 20273 | 1840035495
New Carlisle, Ohio, United States | New Carlisle | New Carlisle | 39.9446 | -84.0257 | United States | US | USA | Ohio |  | 5568 | 1840008401
New Carrollton, Maryland, United States | New Carrollton | New Carrollton | 38.9654 | -76.8773 | United States | US | USA | Maryland |  | 12928 | 1840005978
New Cassel, New York, United States | New Cassel | New Cassel | 40.76 | -73.5649 | United States | US | USA | New York |  | 14648 | 1840005239
New Castle, Pennsylvania, United States | New Castle | New Castle | 40.9956 | -80.3459 | United States | US | USA | Pennsylvania |  | 38930 | 1840000938
New Castle, Indiana, United States | New Castle | New Castle | 39.919 | -85.3697 | United States | US | USA | Indiana |  | 21555 | 1840008396
New Castle, New York, United States | New Castle | New Castle | 41.1842 | -73.7726 | United States | US | USA | New York |  | 17935 | 1840087710
New Castle, Colorado, United States | New Castle | New Castle | 39.5776 | -107.5267 | United States | US | USA | Colorado |  | 6275 | 1840022429
New Castle, Delaware, United States | New Castle | New Castle | 39.6685 | -75.5692 | United States | US | USA | Delaware |  | 5392 | 1840005577
New City, New York, United States | New City | New City | 41.1543 | -73.9909 | United States | US | USA | New York |  | 34652 | 1840004964
New Cumberland, Pennsylvania, United States | New Cumberland | New Cumberland | 40.2298 | -76.8763 | United States | US | USA | Pennsylvania |  | 7288 | 1840001391
New Delhi, Delhi, India | New Delhi | New Delhi | 28.7 | 77.2 | India | IN | IND | Delhi | primary | 142004 | 1356215164
New Fairfield, Connecticut, United States | New Fairfield | New Fairfield | 41.488 | -73.4882 | United States | US | USA | Connecticut |  | 13992 | 1840035500
New Franklin, Ohio, United States | New Franklin | New Franklin | 40.9525 | -81.5838 | United States | US | USA | Ohio |  | 14133 | 1840008255
New Freedom, Pennsylvania, United States | New Freedom | New Freedom | 39.7353 | -76.6967 | United States | US | USA | Pennsylvania |  | 14882 | 1840001457
New Garden, Pennsylvania, United States | New Garden | New Garden | 39.8119 | -75.7517 | United States | US | USA | Pennsylvania |  | 12111 | 1840100548
New Glasgow, Nova Scotia, Canada | New Glasgow | New Glasgow | 45.5926 | -62.6455 | Canada | CA | CAN | Nova Scotia |  | 20609 | 1124760188
New Gloucester, Maine, United States | New Gloucester | New Gloucester | 43.9641 | -70.2959 | United States | US | USA | Maine |  | 5723 | 1840052925
New Hanover, Pennsylvania, United States | New Hanover | New Hanover | 40.3145 | -75.5566 | United States | US | USA | Pennsylvania |  | 12637 | 1840103521
New Hanover, New Jersey, United States | New Hanover | New Hanover | 40.0159 | -74.5741 | United States | US | USA | New Jersey |  | 7366 | 1840081619
New Hartford, New York, United States | New Hartford | New Hartford | 43.0587 | -75.2822 | United States | US | USA | New York |  | 21880 | 1840004206
New Hartford, Connecticut, United States | New Hartford | New Hartford | 41.8442 | -73.0055 | United States | US | USA | Connecticut |  | 6755 | 1840045050
New Haven, Connecticut, United States | New Haven | New Haven | 41.3112 | -72.9246 | United States | US | USA | Connecticut |  | 564830 | 1840004850
New Haven, Indiana, United States | New Haven | New Haven | 41.0675 | -85.0175 | United States | US | USA | Indiana |  | 15922 | 1840008262
New Hempstead, New York, United States | New Hempstead | New Hempstead | 41.1488 | -74.0485 | United States | US | USA | New York |  | 5410 | 1840033996
New Holland, Pennsylvania, United States | New Holland | New Holland | 40.1008 | -76.09 | United States | US | USA | Pennsylvania |  | 5464 | 1840003725
New Hope, Minnesota, United States | New Hope | New Hope | 45.0374 | -93.3869 | United States | US | USA | Minnesota |  | 20907 | 1840007829
New Hyde Park, New York, United States | New Hyde Park | New Hyde Park | 40.7324 | -73.6858 | United States | US | USA | New York |  | 9807 | 1840005313
New Iberia, Louisiana, United States | New Iberia | New Iberia | 30.0049 | -91.8202 | United States | US | USA | Louisiana |  | 28454 | 1840015053
New Inn, Torfaen, United Kingdom | New Inn | New Inn | 51.691 | -3.009 | United Kingdom | GB | GBR | Torfaen |  | 5986 | 1826346365
New Ipswich, New Hampshire, United States | New Ipswich | New Ipswich | 42.7489 | -71.8747 | United States | US | USA | New Hampshire |  | 5284 | 1840055249
New Kensington, Pennsylvania, United States | New Kensington | New Kensington | 40.5711 | -79.7521 | United States | US | USA | Pennsylvania |  | 12292 | 1840001151
New Kingman-Butler, Arizona, United States | New Kingman-Butler | New Kingman-Butler | 35.2645 | -114.0091 | United States | US | USA | Arizona |  | 13471 | 1840037118
New Lenox, Illinois, United States | New Lenox | New Lenox | 41.5097 | -87.97 | United States | US | USA | Illinois |  | 26926 | 1840011493
New London, Connecticut, United States | New London | New London | 41.3502 | -72.1023 | United States | US | USA | Connecticut |  | 26858 | 1840004827
New London, Wisconsin, United States | New London | New London | 44.395 | -88.7394 | United States | US | USA | Wisconsin |  | 7430 | 1840002361
New London, Pennsylvania, United States | New London | New London | 39.7743 | -75.8797 | United States | US | USA | Pennsylvania |  | 5921 | 1840151977
New Martinsville, West Virginia, United States | New Martinsville | New Martinsville | 39.6636 | -80.8569 | United States | US | USA | West Virginia |  | 5853 | 1840005670
New Milford, New Jersey, United States | New Milford | New Milford | 40.9337 | -74.0196 | United States | US | USA | New Jersey |  | 16429 | 1840000908
New Milford, Connecticut, United States | New Milford | New Milford | 41.6043 | -73.4213 | United States | US | USA | Connecticut |  | 27196 | 1840035508
New Mills, Derbyshire, United Kingdom | New Mills | New Mills | 53.367 | -2.007 | United Kingdom | GB | GBR | Derbyshire |  | 12291 | 1826456632
New Milton, Hampshire, United Kingdom | New Milton | New Milton | 50.76 | -1.65 | United Kingdom | GB | GBR | Hampshire |  | 25717 | 1826998764
New Mirpur, Azad Kashmir, Pakistan | New Mirpur | New Mirpur | 33.1333 | 73.75 | Pakistan | PK | PAK | Azad Kashmir | minor | 523500 | 1586007078
New Norfolk, Tasmania, Australia | New Norfolk | New Norfolk | -42.7828 | 147.0594 | Australia | AU | AUS | Tasmania |  | 5432 | 1036880683
New Orleans, Louisiana, United States | New Orleans | New Orleans | 30.0687 | -89.9288 | United States | US | USA | Louisiana |  | 1020886 | 1840001839
New Paltz, New York, United States | New Paltz | New Paltz | 41.7577 | -74.0883 | United States | US | USA | New York |  | 14214 | 1840004731
New Philadelphia, Ohio, United States | New Philadelphia | New Philadelphia | 40.486 | -81.4402 | United States | US | USA | Ohio |  | 46698 | 1840001281
New Plymouth, Taranaki, New Zealand | New Plymouth | New Plymouth | -39.0578 | 174.0742 | New Zealand | NZ | NZL | Taranaki |  | 55300 | 1554939405
New Port Richey, Florida, United States | New Port Richey | New Port Richey | 28.2468 | -82.717 | United States | US | USA | Florida |  | 16737 | 1840015102
New Port Richey East, Florida, United States | New Port Richey East | New Port Richey East | 28.2605 | -82.693 | United States | US | USA | Florida |  | 10161 | 1840073871
New Prague, Minnesota, United States | New Prague | New Prague | 44.5459 | -93.5758 | United States | US | USA | Minnesota |  | 8859 | 1840007882
New Providence, New Jersey, United States | New Providence | New Providence | 40.6996 | -74.4034 | United States | US | USA | New Jersey |  | 13595 | 1840001095
New Richmond, Wisconsin, United States | New Richmond | New Richmond | 45.1249 | -92.5377 | United States | US | USA | Wisconsin |  | 9302 | 1840002138
New River, Arizona, United States | New River | New River | 33.8835 | -112.0858 | United States | US | USA | Arizona |  | 15808 | 1840019307
New Roads, Louisiana, United States | New Roads | New Roads | 30.6959 | -91.4537 | United States | US | USA | Louisiana |  | 7370 | 1840015001
New Rochelle, New York, United States | New Rochelle | New Rochelle | 40.9305 | -73.7836 | United States | US | USA | New York |  | 78557 | 1840000782
New Romney, Kent, United Kingdom | New Romney | New Romney | 50.985 | 0.941 | United Kingdom | GB | GBR | Kent |  | 6996 | 1826600315
New Scotland, New York, United States | New Scotland | New Scotland | 42.6047 | -73.9413 | United States | US | USA | New York |  | 8739 | 1840058347
New Sewickley, Pennsylvania, United States | New Sewickley | New Sewickley | 40.7215 | -80.1979 | United States | US | USA | Pennsylvania |  | 7323 | 1840145553
New Smyrna Beach, Florida, United States | New Smyrna Beach | New Smyrna Beach | 29.0249 | -80.9651 | United States | US | USA | Florida |  | 27843 | 1840015073
New Square, New York, United States | New Square | New Square | 41.141 | -74.0294 | United States | US | USA | New York |  | 8763 | 1840004980
New Tecumseth, Ontario, Canada | New Tecumseth | New Tecumseth | 44.0833 | -79.75 | Canada | CA | CAN | Ontario |  | 41439 | 1124001571
New Ulm, Minnesota, United States | New Ulm | New Ulm | 44.3121 | -94.4686 | United States | US | USA | Minnesota |  | 13060 | 1840007894
New Westminster, British Columbia, Canada | New Westminster | New Westminster | 49.2069 | -122.9111 | Canada | CA | CAN | British Columbia |  | 70996 | 1124196524
New Whiteland, Indiana, United States | New Whiteland | New Whiteland | 39.5617 | -86.0996 | United States | US | USA | Indiana |  | 6241 | 1840009570
New Windsor, New York, United States | New Windsor | New Windsor | 41.4742 | -74.1089 | United States | US | USA | New York |  | 27012 | 1840058348
New York, New York, United States | New York | New York | 40.6943 | -73.9249 | United States | US | USA | New York |  | 18713220 | 1840034016
Newark, New Jersey, United States | Newark | Newark | 40.7245 | -74.1725 | United States | US | USA | New Jersey |  | 282011 | 1840002791
Newark, Ohio, United States | Newark | Newark | 40.0705 | -82.4251 | United States | US | USA | Ohio |  | 80451 | 1840001419
Newark, California, United States | Newark | Newark | 37.5204 | -122.0312 | United States | US | USA | California |  | 49149 | 1840020295
Newark, Delaware, United States | Newark | Newark | 39.6776 | -75.7573 | United States | US | USA | Delaware |  | 33515 | 1840005578
Newark, New York, United States | Newark | Newark | 43.0418 | -77.093 | United States | US | USA | New York |  | 13333 | 1840004292
Newarthill, North Lanarkshire, United Kingdom | Newarthill | Newarthill | 55.81 | -3.9333 | United Kingdom | GB | GBR | North Lanarkshire |  | 6280 | 1826949566
Newberg, Oregon, United States | Newberg | Newberg | 45.3075 | -122.9601 | United States | US | USA | Oregon |  | 29225 | 1840019957
Newberry, Pennsylvania, United States | Newberry | Newberry | 40.1286 | -76.792 | United States | US | USA | Pennsylvania |  | 15588 | 1840151961
Newberry, South Carolina, United States | Newberry | Newberry | 34.2812 | -81.601 | United States | US | USA | South Carolina |  | 11954 | 1840014694
Newberry, Florida, United States | Newberry | Newberry | 29.6385 | -82.6057 | United States | US | USA | Florida |  | 6231 | 1840015058
Newbiggin-by-the-Sea, Northumberland, United Kingdom | Newbiggin-by-the-Sea | Newbiggin-by-the-Sea | 55.183 | -1.515 | United Kingdom | GB | GBR | Northumberland |  | 6308 | 1826839407
Newbold, Derbyshire, United Kingdom | Newbold | Newbold | 53.2519 | -1.4461 | United Kingdom | GB | GBR | Derbyshire |  | 7962 | 1826775307
Newbridge, Caerphilly, United Kingdom | Newbridge | Newbridge | 51.67 | -3.136 | United Kingdom | GB | GBR | Caerphilly |  | 6509 | 1826628425
Newburgh, New York, United States | Newburgh | Newburgh | 41.553 | -74.0599 | United States | US | USA | New York |  | 30702 | 1840000586
Newburn, Gateshead, United Kingdom | Newburn | Newburn | 54.983 | -1.743 | United Kingdom | GB | GBR | Gateshead |  | 9536 | 1826270642
Newbury, West Berkshire, United Kingdom | Newbury | Newbury | 51.401 | -1.323 | United Kingdom | GB | GBR | West Berkshire |  | 41075 | 1826103829
Newbury, Massachusetts, United States | Newbury | Newbury | 42.7706 | -70.8747 | United States | US | USA | Massachusetts |  | 7031 | 1840070398
Newburyport, Massachusetts, United States | Newburyport | Newburyport | 42.8124 | -70.8878 | United States | US | USA | Massachusetts |  | 18289 | 1840000413
Newcastle, Newcastle upon Tyne, United Kingdom | Newcastle | Newcastle | 55.0077 | -1.6578 | United Kingdom | GB | GBR | Newcastle upon Tyne |  | 1650000 | 1826292220
Newcastle, New South Wales, Australia | Newcastle | Newcastle | -32.9167 | 151.75 | Australia | AU | AUS | New South Wales |  | 322278 | 1036468001
Newcastle, Washington, United States | Newcastle | Newcastle | 47.5303 | -122.1633 | United States | US | USA | Washington |  | 12292 | 1840019831
Newcastle, Oklahoma, United States | Newcastle | Newcastle | 35.2404 | -97.5998 | United States | US | USA | Oklahoma |  | 10655 | 1840020453
Newcastle under Lyme, Staffordshire, United Kingdom | Newcastle under Lyme | Newcastle under Lyme | 53.0109 | -2.2278 | United Kingdom | GB | GBR | Staffordshire |  | 75082 | 1826124765
Newent, Gloucestershire, United Kingdom | Newent | Newent | 51.9302 | -2.4048 | United Kingdom | GB | GBR | Gloucestershire |  | 5207 | 1826755285
Newfane, New York, United States | Newfane | Newfane | 43.2818 | -78.6932 | United States | US | USA | New York |  | 9400 | 1840023982
Newfield, New York, United States | Newfield | Newfield | 42.3377 | -76.613 | United States | US | USA | New York |  | 5218 | 1840058340
Newhaven, East Sussex, United Kingdom | Newhaven | Newhaven | 50.8 | 0.06 | United Kingdom | GB | GBR | East Sussex |  | 12232 | 1826390746
Newington, Connecticut, United States | Newington | Newington | 41.687 | -72.7308 | United States | US | USA | Connecticut |  | 30323 | 1840035505
Newington, Virginia, United States | Newington | Newington | 38.7358 | -77.1993 | United States | US | USA | Virginia |  | 13080 | 1840006021
Newington Forest, Virginia, United States | Newington Forest | Newington Forest | 38.7371 | -77.2339 | United States | US | USA | Virginia |  | 12476 | 1840041848
Newmains, North Lanarkshire, United Kingdom | Newmains | Newmains | 55.7832 | -3.8771 | United Kingdom | GB | GBR | North Lanarkshire |  | 5329 | 1826903762
Newman, California, United States | Newman | Newman | 37.3157 | -121.0211 | United States | US | USA | California |  | 11783 | 1840020288
Newman, Western Australia, Australia | Newman | Newman | -23.3539 | 119.7319 | Australia | AU | AUS | Western Australia |  | 4567 | 1036587511
Newmarket, Ontario, Canada | Newmarket | Newmarket | 44.05 | -79.4667 | Canada | CA | CAN | Ontario |  | 84224 | 1124400266
Newmarket, Suffolk, United Kingdom | Newmarket | Newmarket | 52.2459 | 0.4105 | United Kingdom | GB | GBR | Suffolk |  | 16615 | 1826537250
Newmarket, New Hampshire, United States | Newmarket | Newmarket | 43.0691 | -70.9516 | United States | US | USA | New Hampshire |  | 9038 | 1840055265
Newnan, Georgia, United States | Newnan | Newnan | 33.3766 | -84.7761 | United States | US | USA | Georgia |  | 41581 | 1840014833
Newport, Newport, United Kingdom | Newport | Newport | 51.5833 | -3 | United Kingdom | GB | GBR | Newport |  | 128060 | 1826018889
Newport, Kentucky, United States | Newport | Newport | 39.0855 | -84.4868 | United States | US | USA | Kentucky |  | 14932 | 1840014261
Newport, Telford and Wrekin, United Kingdom | Newport | Newport | 52.7691 | -2.3787 | United Kingdom | GB | GBR | Telford and Wrekin |  | 11387 | 1826096263
Newport, Isle of Wight, United Kingdom | Newport | Newport | 50.701 | -1.2883 | United Kingdom | GB | GBR | Isle of Wight |  | 25496 | 1826718687
Newport, Rhode Island, United States | Newport | Newport | 41.4803 | -71.3205 | United States | US | USA | Rhode Island |  | 24334 | 1840003355
Newport, Oregon, United States | Newport | Newport | 44.6242 | -124.0513 | United States | US | USA | Oregon |  | 12155 | 1840019975
Newport, Tennessee, United States | Newport | Newport | 35.9617 | -83.1977 | United States | US | USA | Tennessee |  | 11500 | 1840014487
Newport, New Hampshire, United States | Newport | Newport | 43.3649 | -72.2001 | United States | US | USA | New Hampshire |  | 6386 | 1840055268
Newport, Arkansas, United States | Newport | Newport | 35.6234 | -91.2322 | United States | US | USA | Arkansas |  | 5965 | 1840014516
Newport, Pennsylvania, United States | Newport | Newport | 41.1785 | -76.0486 | United States | US | USA | Pennsylvania |  | 5374 | 1840145400
Newport Beach, California, United States | Newport Beach | Newport Beach | 33.6151 | -117.8669 | United States | US | USA | California |  | 84534 | 1840020581
Newport East, Rhode Island, United States | Newport East | Newport East | 41.5158 | -71.2878 | United States | US | USA | Rhode Island |  | 11561 | 1840073469
Newport News, Virginia, United States | Newport News | Newport News | 37.1051 | -76.5185 | United States | US | USA | Virginia |  | 179225 | 1840003862
Newport Pagnell, Milton Keynes, United Kingdom | Newport Pagnell | Newport Pagnell | 52.087 | -0.722 | United Kingdom | GB | GBR | Milton Keynes |  | 15118 | 1826046510
Newport-On-Tay, Fife, United Kingdom | Newport-On-Tay | Newport-On-Tay | 56.4402 | -2.941 | United Kingdom | GB | GBR | Fife |  | 7922 | 1826832202
Newquay, Cornwall, United Kingdom | Newquay | Newquay | 50.412 | -5.0757 | United Kingdom | GB | GBR | Cornwall |  | 20342 | 1826417367
Newstead, New York, United States | Newstead | Newstead | 43.0196 | -78.5223 | United States | US | USA | New York |  | 8674 | 1840087722
Newton, Massachusetts, United States | Newton | Newton | 42.3316 | -71.2085 | United States | US | USA | Massachusetts |  | 88414 | 1840000433
Newton, Kansas, United States | Newton | Newton | 38.0368 | -97.3451 | United States | US | USA | Kansas |  | 20361 | 1840003846
Newton, Iowa, United States | Newton | Newton | 41.6964 | -93.0402 | United States | US | USA | Iowa |  | 15580 | 1840008171
Newton, North Carolina, United States | Newton | Newton | 35.663 | -81.2333 | United States | US | USA | North Carolina |  | 13177 | 1840014523
Newton, New Jersey, United States | Newton | Newton | 41.0534 | -74.7527 | United States | US | USA | New Jersey |  | 11974 | 1840000786
Newton Abbot, Devon, United Kingdom | Newton Abbot | Newton Abbot | 50.529 | -3.61 | United Kingdom | GB | GBR | Devon |  | 25556 | 1826126497
Newton Aycliffe, Durham, United Kingdom | Newton Aycliffe | Newton Aycliffe | 54.62 | -1.58 | United Kingdom | GB | GBR | Durham |  | 26633 | 1826956989
Newton Grange, Midlothian, United Kingdom | Newton Grange | Newton Grange | 55.868 | -3.067 | United Kingdom | GB | GBR | Midlothian |  | 5341 | 1826418567
Newton in Makerfield, St. Helens, United Kingdom | Newton in Makerfield | Newton in Makerfield | 53.45 | -2.633 | United Kingdom | GB | GBR | St. Helens |  | 22114 | 1826213063
Newton Mearns, East Renfrewshire, United Kingdom | Newton Mearns | Newton Mearns | 55.7716 | -4.3347 | United Kingdom | GB | GBR | East Renfrewshire |  | 27660 | 1826713585
Newtown, Connecticut, United States | Newtown | Newtown | 41.3988 | -73.2927 | United States | US | USA | Connecticut |  | 27853 | 1840004838
Newtown, Powys, United Kingdom | Newtown | Newtown | 52.5132 | -3.3141 | United Kingdom | GB | GBR | Powys |  | 11357 | 1826506895
Newtown Township, Pennsylvania, United States | Newtown Township | Newtown Township | 39.992 | -75.4106 | United States | US | USA | Pennsylvania |  | 13039 | 1840152845
Neya, Ōsaka, Japan | Neya | Neya | 34.7661 | 135.6281 | Japan | JP | JPN | Ōsaka |  | 229974 | 1392993634
Neya, Kostromskaya Oblast’, Russia | Neya | Neya | 58.2833 | 43.8667 | Russia | RU | RUS | Kostromskaya Oblast’ |  | 8865 | 1643055534
Neyshābūr, Khorāsān-e Raẕavī, Iran | Neyshābūr | Neyshabur | 36.22 | 58.82 | Iran | IR | IRN | Khorāsān-e Raẕavī | minor | 221700 | 1364706573
Nezahualcóyotl, México, Mexico | Nezahualcóyotl | Nezahualcoyotl | 19.4 | -98.9889 | Mexico | MX | MEX | México | minor | 1110565 | 1484074285
Ngaoundéré, Adamaoua, Cameroon | Ngaoundéré | Ngaoundere | 7.3214 | 13.5839 | Cameroon | CM | CMR | Adamaoua | admin | 189800 | 1120011020
Ngara, Kagera, Tanzania | Ngara | Ngara | -2.4695 | 30.65 | Tanzania | TZ | TZA | Kagera |  | 16890 | 1834067520
Ngaruawahia, Waikato, New Zealand | Ngaruawahia | Ngaruawahia | -37.668 | 175.147 | New Zealand | NZ | NZL | Waikato |  | 6580 | 1554001086
Ngerulmud, Melekeok, Palau | Ngerulmud | Ngerulmud | 7.5006 | 134.6242 | Palau | PW | PLW | Melekeok | primary |  | 1585525081
Ngora, Ngora, Uganda | Ngora | Ngora | 1.4314 | 33.7772 | Uganda | UG | UGA | Ngora | admin |  | 1800020551
Ngorongoro, Arusha, Tanzania | Ngorongoro | Ngorongoro | -3.2496 | 35.52 | Tanzania | TZ | TZA | Arusha |  | 10836 | 1834381549
Ngozi, Ngozi, Burundi | Ngozi | Ngozi | -2.9 | 29.8167 | Burundi | BI | BDI | Ngozi | admin | 39884 | 1108753930
Nguigmi, Diffa, Niger | Nguigmi | Nguigmi | 14.2532 | 13.1108 | Niger | NE | NER | Diffa | minor | 17897 | 1562214324
Nguru, Yobe, Nigeria | Nguru | Nguru | 12.8804 | 10.45 | Nigeria | NG | NGA | Yobe | minor | 111014 | 1566737779
Nha Trang, Khánh Hòa, Vietnam | Nha Trang | Nha Trang | 12.25 | 109.1833 | Vietnam | VN | VNM | Khánh Hòa | admin | 392279 | 1704497901
Nhandeara, São Paulo, Brazil | Nhandeara | Nhandeara | -20.6939 | -50.0378 | Brazil | BR | BRA | São Paulo |  | 11303 | 1076817297
Nhlangano, Shiselweni, Swaziland | Nhlangano | Nhlangano | -27.1167 | 31.2 | Swaziland | SZ | SWZ | Shiselweni | admin |  | 1748301792
Niagara, New York, United States | Niagara | Niagara | 43.1154 | -78.981 | United States | US | USA | New York |  | 8084 | 1840087724
Niagara Falls, Ontario, Canada | Niagara Falls | Niagara Falls | 43.06 | -79.1067 | Canada | CA | CAN | Ontario |  | 308596 | 1124704011
Niagara Falls, New York, United States | Niagara Falls | Niagara Falls | 43.0921 | -79.0147 | United States | US | USA | New York |  | 47720 | 1840000371
Niagara-on-the-Lake, Ontario, Canada | Niagara-on-the-Lake | Niagara-on-the-Lake | 43.2553 | -79.0717 | Canada | CA | CAN | Ontario |  | 17511 | 1124366228
Niāla Kondapalle, Telangana, India | Niāla Kondapalle | Niala Kondapalle | 17.1 | 80.0506 | India | IN | IND | Telangana |  | 7767 | 1356698261
Niamey, Niamey, Niger | Niamey | Niamey | 13.5086 | 2.1111 | Niger | NE | NER | Niamey | primary | 1026848 | 1562932886
Nibley, Utah, United States | Nibley | Nibley | 41.6725 | -111.8454 | United States | US | USA | Utah |  | 7135 | 1840020113
Nīca, Nīcas Novads, Latvia | Nīca | Nica | 56.3456 | 21.0646 | Latvia | LV | LVA | Nīcas Novads | admin |  | 1428762389
Nice, Provence-Alpes-Côte d’Azur, France | Nice | Nice | 43.7034 | 7.2663 | France | FR | FRA | Provence-Alpes-Côte d’Azur | minor | 1006402 | 1250774553
Niceville, Florida, United States | Niceville | Niceville | 30.5291 | -86.4754 | United States | US | USA | Florida |  | 15972 | 1840015009
Nichicun, Tibet, China | Nichicun | Nichicun | 29.5333 | 94.4167 | China | CN | CHN | Tibet |  | 100 | 1156860651
Nichinan, Miyazaki, Japan | Nichinan | Nichinan | 31.6019 | 131.3789 | Japan | JP | JPN | Miyazaki |  | 51106 | 1392942618
Nicholasville, Kentucky, United States | Nicholasville | Nicholasville | 37.8902 | -84.5669 | United States | US | USA | Kentucky |  | 30912 | 1840014330
Nicoadala, Zambézia, Mozambique | Nicoadala | Nicoadala | -17.6077 | 36.8197 | Mozambique | MZ | MOZ | Zambézia |  | 6945 | 1508484170
Nicolás Flores, Hidalgo, Mexico | Nicolás Flores | Nicolas Flores | 20.7669 | -99.1514 | Mexico | MX | MEX | Hidalgo |  | 6202 | 1484734938
Nicolás Romero, México, Mexico | Nicolás Romero | Nicolas Romero | 19.5833 | -99.3667 | Mexico | MX | MEX | México | minor | 366602 | 1484589606
Nicolet, Quebec, Canada | Nicolet | Nicolet | 46.2167 | -72.6167 | Canada | CA | CAN | Quebec |  | 7828 | 1124746363
Nicosia, Lefkosía, Cyprus | Nicosia | Nicosia | 35.1725 | 33.365 | Cyprus | CY | CYP | Lefkosía | primary | 330000 | 1196944155
Nida, Neringa, Lithuania | Nida | Nida | 55.304 | 21.0053 | Lithuania | LT | LTU | Neringa | admin | 2385 | 1440271703
Nidadavole, Andhra Pradesh, India | Nidadavole | Nidadavole | 16.92 | 81.67 | India | IN | IND | Andhra Pradesh |  | 43809 | 1356862958
Nidda, Hesse, Germany | Nidda | Nidda | 50.4128 | 9.0092 | Germany | DE | DEU | Hesse |  | 17285 | 1276604046
Nidderau, Hesse, Germany | Nidderau | Nidderau | 50.25 | 8.9 | Germany | DE | DEU | Hesse |  | 20333 | 1276730067
Nideggen, North Rhine-Westphalia, Germany | Nideggen | Nideggen | 50.7 | 6.4833 | Germany | DE | DEU | North Rhine-Westphalia |  | 9945 | 1276330889
Nidzica, Warmińsko-Mazurskie, Poland | Nidzica | Nidzica | 53.3583 | 20.425 | Poland | PL | POL | Warmińsko-Mazurskie | minor | 13872 | 1616216829
Niebüll, Schleswig-Holstein, Germany | Niebüll | Niebull | 54.7881 | 8.8297 | Germany | DE | DEU | Schleswig-Holstein |  | 9882 | 1276213521
Niedenstein, Hesse, Germany | Niedenstein | Niedenstein | 51.2333 | 9.3167 | Germany | DE | DEU | Hesse |  | 5299 | 1276393083
Niederkassel, North Rhine-Westphalia, Germany | Niederkassel | Niederkassel | 50.8167 | 7.0333 | Germany | DE | DEU | North Rhine-Westphalia |  | 38218 | 1276316077
Nieder-Olm, Rhineland-Palatinate, Germany | Nieder-Olm | Nieder-Olm | 49.9083 | 8.2028 | Germany | DE | DEU | Rhineland-Palatinate |  | 10150 | 1276571549
Nieheim, North Rhine-Westphalia, Germany | Nieheim | Nieheim | 51.7997 | 9.1097 | Germany | DE | DEU | North Rhine-Westphalia |  | 6093 | 1276745307
Niepołomice, Małopolskie, Poland | Niepołomice | Niepolomice | 50.0339 | 20.2172 | Poland | PL | POL | Małopolskie |  | 12000 | 1616183842
Nierstein, Rhineland-Palatinate, Germany | Nierstein | Nierstein | 49.8694 | 8.3375 | Germany | DE | DEU | Rhineland-Palatinate |  | 8443 | 1276411938
Niesky, Saxony, Germany | Niesky | Niesky | 51.2897 | 14.83 | Germany | DE | DEU | Saxony |  | 9402 | 1276763097
Nieuw Amsterdam, Commewijne, Suriname | Nieuw Amsterdam | Nieuw Amsterdam | 5.91 | -55.07 | Suriname | SR | SUR | Commewijne | admin | 4935 | 1740547119
Nieuw Nickerie, Nickerie, Suriname | Nieuw Nickerie | Nieuw Nickerie | 5.9261 | -56.9731 | Suriname | SR | SUR | Nickerie | admin | 12818 | 1740480869
Niğde, Niğde, Turkey | Niğde | Nigde | 37.9667 | 34.6792 | Turkey | TR | TUR | Niğde | admin | 224289 | 1792867993
Niigata, Niigata, Japan | Niigata | Niigata | 37.9161 | 139.0364 | Japan | JP | JPN | Niigata | admin | 796500 | 1392913753
Niihama, Ehime, Japan | Niihama | Niihama | 33.9603 | 133.2834 | Japan | JP | JPN | Ehime |  | 116392 | 1392682431
Niimi, Okayama, Japan | Niimi | Niimi | 34.9772 | 133.4703 | Japan | JP | JPN | Okayama |  | 28327 | 1392904313
Niiza, Saitama, Japan | Niiza | Niiza | 35.7933 | 139.5653 | Japan | JP | JPN | Saitama |  | 164083 | 1392772700
Nikaho, Akita, Japan | Nikaho | Nikaho | 39.2031 | 139.9078 | Japan | JP | JPN | Akita |  | 23602 | 1392175644
Níkaia, Attikí, Greece | Níkaia | Nikaia | 37.9667 | 23.6333 | Greece | GR | GRC | Attikí | minor | 89380 | 1300155901
Nikel, Murmanskaya Oblast’, Russia | Nikel | Nikel | 69.4126 | 30.2188 | Russia | RU | RUS | Murmanskaya Oblast’ |  | 15866 | 1643124017
Nikkō, Tochigi, Japan | Nikkō | Nikko | 36.7198 | 139.6982 | Japan | JP | JPN | Tochigi |  | 78768 | 1392782537
Nikolayevsk, Volgogradskaya Oblast’, Russia | Nikolayevsk | Nikolayevsk | 50.0167 | 45.45 | Russia | RU | RUS | Volgogradskaya Oblast’ |  | 13660 | 1643965946
Nikolayevsk-na-Amure, Khabarovskiy Kray, Russia | Nikolayevsk-na-Amure | Nikolayevsk-na-Amure | 53.15 | 140.7333 | Russia | RU | RUS | Khabarovskiy Kray |  | 19135 | 1643026765
Nikolsk, Penzenskaya Oblast’, Russia | Nikolsk | Nikolsk | 53.7167 | 46.0833 | Russia | RU | RUS | Penzenskaya Oblast’ |  | 20572 | 1643760647
Nikolsk, Vologodskaya Oblast’, Russia | Nikolsk | Nikolsk | 59.5333 | 45.45 | Russia | RU | RUS | Vologodskaya Oblast’ |  | 7996 | 1643649423
Nikolskoye, Leningradskaya Oblast’, Russia | Nikolskoye | Nikolskoye | 59.7 | 30.7833 | Russia | RU | RUS | Leningradskaya Oblast’ |  | 22286 | 1643810900
Nikopol’, Dnipropetrovs’ka Oblast’, Ukraine | Nikopol’ | Nikopol' | 47.5772 | 34.3575 | Ukraine | UA | UKR | Dnipropetrovs’ka Oblast’ | minor | 112102 | 1804000135
Nikšić, Nikšić, Montenegro | Nikšić | Niksic | 42.78 | 18.94 | Montenegro | ME | MNE | Nikšić | admin |  | 1499844133
Nilandhoo, Nilandhe Atholhu Uthuruburi, Maldives | Nilandhoo | Nilandhoo | 3.0567 | 72.89 | Maldives | MV | MDV | Nilandhe Atholhu Uthuruburi | admin |  | 1462000005
Niles, Illinois, United States | Niles | Niles | 42.0278 | -87.8099 | United States | US | USA | Illinois |  | 28938 | 1840011301
Niles, Ohio, United States | Niles | Niles | 41.1878 | -80.753 | United States | US | USA | Ohio |  | 18176 | 1840008241
Niles, Michigan, United States | Niles | Niles | 41.8346 | -86.2473 | United States | US | USA | Michigan |  | 11149 | 1840003212
Nīlī, Dāykundī, Afghanistan | Nīlī | Nili | 33.7218 | 66.1302 | Afghanistan | AF | AFG | Dāykundī | admin |  | 1004642532
Nîmes, Occitanie, France | Nîmes | Nimes | 43.838 | 4.361 | France | FR | FRA | Occitanie | minor | 151001 | 1250417467
Nimule, Eastern Equatoria, South Sudan | Nimule | Nimule | 3.6 | 32.06 | South Sudan | SS | SSD | Eastern Equatoria |  | 242 | 1728476966
Ning’an, Heilongjiang, China | Ning’an | Ning'an | 44.3429 | 129.4621 | China | CN | CHN | Heilongjiang | minor | 440000 | 1156629205
Ningbo, Zhejiang, China | Ningbo | Ningbo | 29.875 | 121.5492 | China | CN | CHN | Zhejiang | minor | 7639000 | 1156170787
Ningde, Fujian, China | Ningde | Ningde | 26.6667 | 119.5167 | China | CN | CHN | Fujian | minor | 2910000 | 1156909802
Ninh Bình, Ninh Bình, Vietnam | Ninh Bình | Ninh Binh | 20.2539 | 105.975 | Vietnam | VN | VNM | Ninh Bình | admin | 130517 | 1704442748
Ninomiya, Kanagawa, Japan | Ninomiya | Ninomiya | 35.2994 | 139.2553 | Japan | JP | JPN | Kanagawa |  | 27744 | 1392269744
Nioro, Kayes, Mali | Nioro | Nioro | 15.2304 | -9.59 | Mali | ML | MLI | Kayes | minor | 14421 | 1466532076
Niort, Nouvelle-Aquitaine, France | Niort | Niort | 46.3258 | -0.4606 | France | FR | FRA | Nouvelle-Aquitaine | minor | 58707 | 1250833218
Nipomo, California, United States | Nipomo | Nipomo | 35.0323 | -120.4991 | United States | US | USA | California |  | 17445 | 1840019122
Niquelândia, Goiás, Brazil | Niquelândia | Niquelandia | -14.4696 | -48.47 | Brazil | BR | BRA | Goiás |  | 27541 | 1076682103
Nirasaki, Yamanashi, Japan | Nirasaki | Nirasaki | 35.7089 | 138.4464 | Japan | JP | JPN | Yamanashi |  | 29576 | 1392409307
Niš, Niš, Serbia | Niš | Nis | 43.3192 | 21.8961 | Serbia | RS | SRB | Niš | admin | 183164 | 1688661068
Nisa, Portalegre, Portugal | Nisa | Nisa | 39.5167 | -7.65 | Portugal | PT | PRT | Portalegre | minor | 7450 | 1620160949
Nisekoan, Hokkaidō, Japan | Nisekoan | Nisekoan | 42.8047 | 140.6875 | Japan | JP | JPN | Hokkaidō |  | 5049 | 1392936047
Nishi, Kumamoto, Japan | Nishi | Nishi | 32.2011 | 130.8411 | Japan | JP | JPN | Kumamoto |  | 10155 | 1392580790
Nishihara, Okinawa, Japan | Nishihara | Nishihara | 26.2261 | 127.7656 | Japan | JP | JPN | Okinawa |  | 34741 | 1392591354
Nishi-kagura, Hokkaidō, Japan | Nishi-kagura | Nishi-kagura | 43.6964 | 142.4517 | Japan | JP | JPN | Hokkaidō |  | 10276 | 1392972250
Nishinomiya-hama, Hyōgo, Japan | Nishinomiya-hama | Nishinomiya-hama | 34.7333 | 135.3333 | Japan | JP | JPN | Hyōgo |  | 487413 | 1392114116
Nishinoomote, Kagoshima, Japan | Nishinoomote | Nishinoomote | 30.7325 | 130.9975 | Japan | JP | JPN | Kagoshima |  | 14980 | 1392981409
Nishio, Aichi, Japan | Nishio | Nishio | 34.8667 | 137.0667 | Japan | JP | JPN | Aichi |  | 169926 | 1392425838
Nishiōwa, Saitama, Japan | Nishiōwa | Nishiowa | 36.022 | 139.6543 | Japan | JP | JPN | Saitama |  | 6731 | 1392916319
Nishiwaki, Hyōgo, Japan | Nishiwaki | Nishiwaki | 34.9933 | 134.9694 | Japan | JP | JPN | Hyōgo |  | 39147 | 1392948535
Niskayuna, New York, United States | Niskayuna | Niskayuna | 42.803 | -73.873 | United States | US | USA | New York |  | 22225 | 1840058350
Nisporeni, Nisporeni, Moldova | Nisporeni | Nisporeni | 47.0814 | 28.1783 | Moldova | MD | MDA | Nisporeni | admin | 10063 | 1498953988
Nisshin, Aichi, Japan | Nisshin | Nisshin | 35.1333 | 137.0333 | Japan | JP | JPN | Aichi |  | 91514 | 1392999336
Niterói, Rio de Janeiro, Brazil | Niterói | Niteroi | -22.8833 | -43.1036 | Brazil | BR | BRA | Rio de Janeiro |  | 496696 | 1076501425
Nitra, Nitriansky, Slovakia | Nitra | Nitra | 48.3147 | 18.0875 | Slovakia | SK | SVK | Nitriansky | admin | 77374 | 1703890031
Nitro, West Virginia, United States | Nitro | Nitro | 38.4119 | -81.8194 | United States | US | USA | West Virginia |  | 6373 | 1840006199
Nittenau, Bavaria, Germany | Nittenau | Nittenau | 49.1964 | 12.2686 | Germany | DE | DEU | Bavaria |  | 9019 | 1276358281
Nivala, Pohjois-Pohjanmaa, Finland | Nivala | Nivala | 63.9292 | 24.9778 | Finland | FI | FIN | Pohjois-Pohjanmaa | minor | 10876 | 1246609695
Nixa, Missouri, United States | Nixa | Nixa | 37.0453 | -93.296 | United States | US | USA | Missouri |  | 22515 | 1840008789
Nizāmābād, Telangana, India | Nizāmābād | Nizamabad | 18.6704 | 78.1 | India | IN | IND | Telangana |  | 388505 | 1356242168
Nizhnekamsk, Tatarstan, Russia | Nizhnekamsk | Nizhnekamsk | 55.6333 | 51.8167 | Russia | RU | RUS | Tatarstan |  | 237250 | 1643493938
Nizhneudinsk, Irkutskaya Oblast’, Russia | Nizhneudinsk | Nizhneudinsk | 54.9 | 99.0167 | Russia | RU | RUS | Irkutskaya Oblast’ |  | 33918 | 1643007260
Nizhnevartovsk, Khanty-Mansiyskiy Avtonomnyy Okrug-Yugra, Russia | Nizhnevartovsk | Nizhnevartovsk | 60.9389 | 76.595 | Russia | RU | RUS | Khanty-Mansiyskiy Avtonomnyy Okrug-Yugra |  | 274575 | 1643786132
Nizhneyansk, Sakha (Yakutiya), Russia | Nizhneyansk | Nizhneyansk | 71.4333 | 136.0666 | Russia | RU | RUS | Sakha (Yakutiya) |  | 400 | 1643012685
Nizhniy Lomov, Penzenskaya Oblast’, Russia | Nizhniy Lomov | Nizhniy Lomov | 53.5333 | 43.6833 | Russia | RU | RUS | Penzenskaya Oblast’ |  | 20943 | 1643956972
Nizhniy Novgorod, Nizhegorodskaya Oblast’, Russia | Nizhniy Novgorod | Nizhniy Novgorod | 56.3269 | 44.0075 | Russia | RU | RUS | Nizhegorodskaya Oblast’ | admin | 1264075 | 1643012126
Nizhniy Tagil, Sverdlovskaya Oblast’, Russia | Nizhniy Tagil | Nizhniy Tagil | 57.9167 | 59.9667 | Russia | RU | RUS | Sverdlovskaya Oblast’ |  | 355693 | 1643992310
Nizhniye Sergi, Sverdlovskaya Oblast’, Russia | Nizhniye Sergi | Nizhniye Sergi | 56.6667 | 59.3 | Russia | RU | RUS | Sverdlovskaya Oblast’ |  | 9243 | 1643721871
Nizhnyaya Salda, Sverdlovskaya Oblast’, Russia | Nizhnyaya Salda | Nizhnyaya Salda | 58.0833 | 60.7167 | Russia | RU | RUS | Sverdlovskaya Oblast’ |  | 17373 | 1643295393
Nizhnyaya Tura, Sverdlovskaya Oblast’, Russia | Nizhnyaya Tura | Nizhnyaya Tura | 58.6208 | 59.8478 | Russia | RU | RUS | Sverdlovskaya Oblast’ |  | 19883 | 1643124513
Nizhyn, Chernihivs’ka Oblast’, Ukraine | Nizhyn | Nizhyn | 51.05 | 31.9 | Ukraine | UA | UKR | Chernihivs’ka Oblast’ | minor | 73283 | 1804714087
Nizip, Gaziantep, Turkey | Nizip | Nizip | 37.0104 | 37.7985 | Turkey | TR | TUR | Gaziantep | minor | 142389 | 1792748330
Nizwá, Ad Dākhilīyah, Oman | Nizwá | Nizwa | 22.9333 | 57.5333 | Oman | OM | OMN | Ad Dākhilīyah | admin | 70000 | 1512180300
Njombe, Njombe, Tanzania | Njombe | Njombe | -9.3296 | 34.77 | Tanzania | TZ | TZA | Njombe | admin | 46724 | 1834328362
Nkawkaw, Eastern, Ghana | Nkawkaw | Nkawkaw | 6.5505 | -0.78 | Ghana | GH | GHA | Eastern |  | 62667 | 1288350107
Nkhata Bay, Nkhata Bay, Malawi | Nkhata Bay | Nkhata Bay | -11.6333 | 34.3 | Malawi | MW | MWI | Nkhata Bay | admin | 22108 | 1454517378
Nkhotakota, Nkhotakota, Malawi | Nkhotakota | Nkhotakota | -12.9163 | 34.3 | Malawi | MW | MWI | Nkhotakota | admin | 59854 | 1454281420
Nkongsamba, Littoral, Cameroon | Nkongsamba | Nkongsamba | 4.95 | 9.9167 | Cameroon | CM | CMR | Littoral |  | 117063 | 1120972098
Nkurenkuru, Kavango West, Namibia | Nkurenkuru | Nkurenkuru | -17.6167 | 18.6 | Namibia | NA | NAM | Kavango West | admin |  | 1516271813
Nobeji, Aomori, Japan | Nobeji | Nobeji | 40.8644 | 141.1286 | Japan | JP | JPN | Aomori |  | 12728 | 1392690088
Nobeoka, Miyazaki, Japan | Nobeoka | Nobeoka | 32.5822 | 131.665 | Japan | JP | JPN | Miyazaki |  | 119309 | 1392666259
Noble, Oklahoma, United States | Noble | Noble | 35.1385 | -97.371 | United States | US | USA | Oklahoma |  | 7053 | 1840020450
Noblesville, Indiana, United States | Noblesville | Noblesville | 40.0354 | -86.0042 | United States | US | USA | Indiana |  | 64668 | 1840013891
Noboribetsu, Hokkaidō, Japan | Noboribetsu | Noboribetsu | 42.4128 | 141.1067 | Japan | JP | JPN | Hokkaidō |  | 47795 | 1392722896
Nocatee, Florida, United States | Nocatee | Nocatee | 30.0918 | -81.4097 | United States | US | USA | Florida |  | 13266 | 1840028805
Nochistlán de Mejía, Zacatecas, Mexico | Nochistlán de Mejía | Nochistlan de Mejia | 21.3642 | -102.8464 | Mexico | MX | MEX | Zacatecas | minor | 27932 | 1484761642
Noda, Chiba, Japan | Noda | Noda | 35.955 | 139.8747 | Japan | JP | JPN | Chiba |  | 152652 | 1392224794
Nogales, Veracruz, Mexico | Nogales | Nogales | 18.8167 | -97.1667 | Mexico | MX | MEX | Veracruz | minor | 21113 | 1484829832
Nogales, Arizona, United States | Nogales | Nogales | 31.3624 | -110.9336 | United States | US | USA | Arizona |  | 30917 | 1840020823
Nōgata, Fukuoka, Japan | Nōgata | Nogata | 33.7439 | 130.7297 | Japan | JP | JPN | Fukuoka |  | 55937 | 1392996522
Nogent-sur-Marne, Île-de-France, France | Nogent-sur-Marne | Nogent-sur-Marne | 48.8375 | 2.4833 | France | FR | FRA | Île-de-France | minor | 32851 | 1250793808
Nogent-sur-Oise, Hauts-de-France, France | Nogent-sur-Oise | Nogent-sur-Oise | 49.2756 | 2.4683 | France | FR | FRA | Hauts-de-France |  | 20033 | 1250139539
Noginsk, Krasnoyarskiy Kray, Russia | Noginsk | Noginsk | 64.4833 | 91.2333 | Russia | RU | RUS | Krasnoyarskiy Kray |  | 229731 | 1643129651
Noginsk, Moskovskaya Oblast’, Russia | Noginsk | Noginsk | 55.85 | 38.4333 | Russia | RU | RUS | Moskovskaya Oblast’ |  | 102592 | 1643001706
Nogliki, Sakhalinskaya Oblast’, Russia | Nogliki | Nogliki | 51.8333 | 143.1667 | Russia | RU | RUS | Sakhalinskaya Oblast’ |  | 10098 | 1643874280
Noisy-le-Grand, Île-de-France, France | Noisy-le-Grand | Noisy-le-Grand | 48.8478 | 2.5528 | France | FR | FRA | Île-de-France |  | 68183 | 1250182208
Noisy-le-Sec, Île-de-France, France | Noisy-le-Sec | Noisy-le-Sec | 48.8894 | 2.4503 | France | FR | FRA | Île-de-France |  | 44136 | 1250727880
Nokaneng, North West, Botswana | Nokaneng | Nokaneng | -19.6696 | 22.27 | Botswana | BW | BWA | North West |  | 1763 | 1072707427
Nokia, Pirkanmaa, Finland | Nokia | Nokia | 61.4778 | 23.5097 | Finland | FI | FIN | Pirkanmaa | minor | 33322 | 1246560498
Nola, Sangha-Mbaéré, Central African Republic | Nola | Nola | 3.5337 | 16.0666 | Central African Republic | CF | CAF | Sangha-Mbaéré | admin | 26809 | 1140236347
Nolanville, Texas, United States | Nolanville | Nolanville | 31.0754 | -97.609 | United States | US | USA | Texas |  | 5879 | 1840020853
Nolensville, Tennessee, United States | Nolensville | Nolensville | 35.9572 | -86.672 | United States | US | USA | Tennessee |  | 10062 | 1840016219
Nolinsk, Kirovskaya Oblast’, Russia | Nolinsk | Nolinsk | 57.5572 | 49.9342 | Russia | RU | RUS | Kirovskaya Oblast’ |  | 9722 | 1643468029
Nombre de Dios, Durango, Mexico | Nombre de Dios | Nombre de Dios | 23.85 | -104.2333 | Mexico | MX | MEX | Durango | minor | 5302 | 1484278010
Nomimachi, Ishikawa, Japan | Nomimachi | Nomimachi | 36.4375 | 136.4961 | Japan | JP | JPN | Ishikawa |  | 49200 | 1392180005
Nong Bua Lamphu, Nong Bua Lamphu, Thailand | Nong Bua Lamphu | Nong Bua Lamphu | 17.2042 | 102.4444 | Thailand | TH | THA | Nong Bua Lamphu | admin | 21528 | 1764333285
Nong Khai, Nong Khai, Thailand | Nong Khai | Nong Khai | 17.8842 | 102.7467 | Thailand | TH | THA | Nong Khai | admin | 48274 | 1764279113
Nong’an, Jilin, China | Nong’an | Nong'an | 44.4304 | 125.1701 | China | CN | CHN | Jilin | minor | 141482 | 1156278589
Nonthaburi, Nonthaburi, Thailand | Nonthaburi | Nonthaburi | 13.8667 | 100.5167 | Thailand | TH | THA | Nonthaburi | admin | 255671 | 1764667935
Nopala de Villagran, Hidalgo, Mexico | Nopala de Villagran | Nopala de Villagran | 20.2528 | -99.6433 | Mexico | MX | MEX | Hidalgo |  | 15099 | 1484987808
Nopaltepec, Morelos, Mexico | Nopaltepec | Nopaltepec | 19.7819 | -98.7125 | Mexico | MX | MEX | Morelos | minor | 8182 | 1484979836
Nor Hachn, Kotayk’, Armenia | Nor Hachn | Nor Hachn | 40.3 | 44.58 | Armenia | AM | ARM | Kotayk’ |  | 10198 | 1051802790
Norak, Khatlon, Tajikistan | Norak | Norak | 38.3883 | 69.325 | Tajikistan | TJ | TJK | Khatlon | minor | 18950 | 1762774503
Norco, California, United States | Norco | Norco | 33.9252 | -117.5499 | United States | US | USA | California |  | 26604 | 1840020554
Norcross, Georgia, United States | Norcross | Norcross | 33.9379 | -84.2065 | United States | US | USA | Georgia |  | 16592 | 1840014744
Nord, Sermersooq, Greenland | Nord | Nord | 81.7166 | -17.8 | Greenland | GL | GRL | Sermersooq |  | 10 | 1304217709
Norden, Lower Saxony, Germany | Norden | Norden | 53.5967 | 7.2056 | Germany | DE | DEU | Lower Saxony |  | 25060 | 1276766299
Nordenham, Lower Saxony, Germany | Nordenham | Nordenham | 53.5 | 8.4667 | Germany | DE | DEU | Lower Saxony |  | 26193 | 1276525140
Norderney, Lower Saxony, Germany | Norderney | Norderney | 53.7072 | 7.1469 | Germany | DE | DEU | Lower Saxony |  | 6089 | 1276314539
Norderstedt, Schleswig-Holstein, Germany | Norderstedt | Norderstedt | 53.7064 | 10.0103 | Germany | DE | DEU | Schleswig-Holstein |  | 79159 | 1276872953
Nordhausen, Thuringia, Germany | Nordhausen | Nordhausen | 51.505 | 10.7911 | Germany | DE | DEU | Thuringia | minor | 41791 | 1276946322
Nordhorn, Lower Saxony, Germany | Nordhorn | Nordhorn | 52.4333 | 7.0667 | Germany | DE | DEU | Lower Saxony | minor | 53403 | 1276078036
Nördlingen, Bavaria, Germany | Nördlingen | Nordlingen | 48.85 | 10.5 | Germany | DE | DEU | Bavaria |  | 20379 | 1276160287
Norðragøta, , Faroe Islands | Norðragøta | Nordhragota | 62.199 | -6.7432 | Faroe Islands | FO | FRO |  | admin |  | 1234729250
Nordvik, Krasnoyarskiy Kray, Russia | Nordvik | Nordvik | 74.0165 | 111.51 | Russia | RU | RUS | Krasnoyarskiy Kray |  | 0 | 1643587468
Norfolk, Virginia, United States | Norfolk | Norfolk | 36.8945 | -76.259 | United States | US | USA | Virginia |  | 242742 | 1840003869
Norfolk, Nebraska, United States | Norfolk | Norfolk | 42.0327 | -97.4208 | United States | US | USA | Nebraska |  | 27032 | 1840008136
Norfolk, Massachusetts, United States | Norfolk | Norfolk | 42.1163 | -71.3295 | United States | US | USA | Massachusetts |  | 11748 | 1840053554
Norilsk, Krasnoyarskiy Kray, Russia | Norilsk | Norilsk | 69.3333 | 88.2167 | Russia | RU | RUS | Krasnoyarskiy Kray |  | 177428 | 1643832764
Normal, Illinois, United States | Normal | Normal | 40.5218 | -88.9881 | United States | US | USA | Illinois |  | 54469 | 1840009401
Norman, Oklahoma, United States | Norman | Norman | 35.2335 | -97.3471 | United States | US | USA | Oklahoma |  | 116973 | 1840020451
Normandy Park, Washington, United States | Normandy Park | Normandy Park | 47.4343 | -122.3436 | United States | US | USA | Washington |  | 6604 | 1840019832
Normanton, Wakefield, United Kingdom | Normanton | Normanton | 53.697 | -1.416 | United Kingdom | GB | GBR | Wakefield |  | 20872 | 1826795957
Norridge, Illinois, United States | Norridge | Norridge | 41.9637 | -87.8231 | United States | US | USA | Illinois |  | 14152 | 1840011302
Norristown, Pennsylvania, United States | Norristown | Norristown | 40.1224 | -75.3398 | United States | US | USA | Pennsylvania |  | 34341 | 1840003705
Norrköping, Östergötland, Sweden | Norrköping | Norrkoping | 58.5954 | 16.1787 | Sweden | SE | SWE | Östergötland | minor | 88639 | 1752803583
Norseman, Western Australia, Australia | Norseman | Norseman | -32.1961 | 121.778 | Australia | AU | AUS | Western Australia |  | 581 | 1036257263
North Adams, Massachusetts, United States | North Adams | North Adams | 42.6844 | -73.1166 | United States | US | USA | Massachusetts |  | 17153 | 1840000423
North Amityville, New York, United States | North Amityville | North Amityville | 40.7005 | -73.4118 | United States | US | USA | New York |  | 18817 | 1840005053
North Andover, Massachusetts, United States | North Andover | North Andover | 42.6713 | -71.0865 | United States | US | USA | Massachusetts |  | 30589 | 1840053536
North Arlington, New Jersey, United States | North Arlington | North Arlington | 40.7875 | -74.1273 | United States | US | USA | New Jersey |  | 15683 | 1840000909
North Attleborough, Massachusetts, United States | North Attleborough | North Attleborough | 41.9699 | -71.3345 | United States | US | USA | Massachusetts |  | 29116 | 1840070236
North Auburn, California, United States | North Auburn | North Auburn | 38.9306 | -121.0821 | United States | US | USA | California |  | 13707 | 1840028390
North Augusta, South Carolina, United States | North Augusta | North Augusta | 33.5214 | -81.9547 | United States | US | USA | South Carolina |  | 23845 | 1840014788
North Aurora, Illinois, United States | North Aurora | North Aurora | 41.8083 | -88.3413 | United States | US | USA | Illinois |  | 18057 | 1840011351
North Babylon, New York, United States | North Babylon | North Babylon | 40.7311 | -73.3251 | United States | US | USA | New York |  | 16739 | 1840005054
North Battleford, Saskatchewan, Canada | North Battleford | North Battleford | 52.7575 | -108.2861 | Canada | CA | CAN | Saskatchewan |  | 13888 | 1124789635
North Bay, Ontario, Canada | North Bay | North Bay | 46.3 | -79.45 | Canada | CA | CAN | Ontario |  | 51553 | 1124058496
North Bay Shore, New York, United States | North Bay Shore | North Bay Shore | 40.7601 | -73.2618 | United States | US | USA | New York |  | 21045 | 1840005055
North Bay Village, Florida, United States | North Bay Village | North Bay Village | 25.8487 | -80.1535 | United States | US | USA | Florida |  | 8057 | 1840015153
North Bellmore, New York, United States | North Bellmore | North Bellmore | 40.6904 | -73.539 | United States | US | USA | New York |  | 20269 | 1840005240
North Bellport, New York, United States | North Bellport | North Bellport | 40.7868 | -72.9457 | United States | US | USA | New York |  | 11593 | 1840005056
North Bend, Oregon, United States | North Bend | North Bend | 43.4075 | -124.2364 | United States | US | USA | Oregon |  | 9768 | 1840020057
North Bend, Washington, United States | North Bend | North Bend | 47.49 | -121.7742 | United States | US | USA | Washington |  | 7423 | 1840019833
North Bergen, New Jersey, United States | North Bergen | North Bergen | 40.7938 | -74.0242 | United States | US | USA | New Jersey |  | 61970 | 1840081753
North Berwick, East Lothian, United Kingdom | North Berwick | North Berwick | 56.058 | -2.717 | United Kingdom | GB | GBR | East Lothian |  | 6605 | 1826981985
North Bethesda, Maryland, United States | North Bethesda | North Bethesda | 39.0393 | -77.1191 | United States | US | USA | Maryland |  | 50262 | 1840031494
North Branch, Minnesota, United States | North Branch | North Branch | 45.5137 | -92.9601 | United States | US | USA | Minnesota |  | 6856 | 1840007790
North Branford, Connecticut, United States | North Branford | North Branford | 41.3645 | -72.7769 | United States | US | USA | Connecticut |  | 14208 | 1840035511
North Brunswick, New Jersey, United States | North Brunswick | North Brunswick | 40.4505 | -74.4798 | United States | US | USA | New Jersey |  | 41948 | 1840081694
North Caldwell, New Jersey, United States | North Caldwell | North Caldwell | 40.8629 | -74.2576 | United States | US | USA | New Jersey |  | 6621 | 1840002793
North Canton, Ohio, United States | North Canton | North Canton | 40.8742 | -81.3971 | United States | US | USA | Ohio |  | 17176 | 1840008290
North Castle, New York, United States | North Castle | North Castle | 41.1331 | -73.695 | United States | US | USA | New York |  | 12223 | 1840087730
North Charleston, South Carolina, United States | North Charleston | North Charleston | 32.9066 | -80.0722 | United States | US | USA | South Carolina |  | 115382 | 1840015164
North Chicago, Illinois, United States | North Chicago | North Chicago | 42.3172 | -87.8596 | United States | US | USA | Illinois |  | 29615 | 1840008086
North Codorus, Pennsylvania, United States | North Codorus | North Codorus | 39.8646 | -76.8189 | United States | US | USA | Pennsylvania |  | 9028 | 1840147120
North College Hill, Ohio, United States | North College Hill | North College Hill | 39.2174 | -84.552 | United States | US | USA | Ohio |  | 9283 | 1840001609
North Cornwall, Pennsylvania, United States | North Cornwall | North Cornwall | 40.3134 | -76.4515 | United States | US | USA | Pennsylvania |  | 7815 | 1840143427
North Coventry, Pennsylvania, United States | North Coventry | North Coventry | 40.2199 | -75.6817 | United States | US | USA | Pennsylvania |  | 7996 | 1840141675
North Cowichan, British Columbia, Canada | North Cowichan | North Cowichan | 48.8236 | -123.7192 | Canada | CA | CAN | British Columbia |  | 29676 | 1124000052
North Dansville, New York, United States | North Dansville | North Dansville | 42.5583 | -77.6915 | United States | US | USA | New York |  | 5337 | 1840087732
North Decatur, Georgia, United States | North Decatur | North Decatur | 33.8073 | -84.2889 | United States | US | USA | Georgia |  | 17298 | 1840013704
North Druid Hills, Georgia, United States | North Druid Hills | North Druid Hills | 33.8186 | -84.3254 | United States | US | USA | Georgia |  | 17287 | 1840029449
North Dumfries, Ontario, Canada | North Dumfries | North Dumfries | 43.32 | -80.38 | Canada | CA | CAN | Ontario |  | 10215 | 1124000802
North Dundas, Ontario, Canada | North Dundas | North Dundas | 45.0833 | -75.35 | Canada | CA | CAN | Ontario |  | 11278 | 1124000474
North East, Pennsylvania, United States | North East | North East | 42.2 | -79.825 | United States | US | USA | Pennsylvania |  | 6322 | 1840000483
North Elba, New York, United States | North Elba | North Elba | 44.2394 | -73.9969 | United States | US | USA | New York |  | 8275 | 1840024001
North Fair Oaks, California, United States | North Fair Oaks | North Fair Oaks | 37.4754 | -122.2035 | United States | US | USA | California |  | 14547 | 1840028325
North Fayette, Pennsylvania, United States | North Fayette | North Fayette | 40.4204 | -80.2246 | United States | US | USA | Pennsylvania |  | 14617 | 1840148209
North Fond du Lac, Wisconsin, United States | North Fond du Lac | North Fond du Lac | 43.8107 | -88.4861 | United States | US | USA | Wisconsin |  | 5081 | 1840002607
North Fort Lewis, Washington, United States | North Fort Lewis | North Fort Lewis | 47.122 | -122.5966 | United States | US | USA | Washington |  | 5701 | 1840042007
North Fort Myers, Florida, United States | North Fort Myers | North Fort Myers | 26.7243 | -81.8491 | United States | US | USA | Florida |  | 41690 | 1840014222
North Gates, New York, United States | North Gates | North Gates | 43.1718 | -77.7064 | United States | US | USA | New York |  | 9353 | 1840024047
North Glengarry, Ontario, Canada | North Glengarry | North Glengarry | 45.3333 | -74.7333 | Canada | CA | CAN | Ontario |  | 10109 | 1124000836
North Greenbush, New York, United States | North Greenbush | North Greenbush | 42.6706 | -73.6632 | United States | US | USA | New York |  | 12158 | 1840087735
North Grenville, Ontario, Canada | North Grenville | North Grenville | 44.9667 | -75.65 | Canada | CA | CAN | Ontario |  | 16451 | 1124000746
North Haledon, New Jersey, United States | North Haledon | North Haledon | 40.9628 | -74.1844 | United States | US | USA | New Jersey |  | 8395 | 1840000836
North Hanover, New Jersey, United States | North Hanover | North Hanover | 40.0799 | -74.5869 | United States | US | USA | New Jersey |  | 7540 | 1840081618
North Haven, Connecticut, United States | North Haven | North Haven | 41.3818 | -72.8573 | United States | US | USA | Connecticut |  | 23786 | 1840035515
North Hempstead, New York, United States | North Hempstead | North Hempstead | 40.7912 | -73.6688 | United States | US | USA | New York |  | 230241 | 1840087737
North Highlands, California, United States | North Highlands | North Highlands | 38.6713 | -121.3721 | United States | US | USA | California |  | 48968 | 1840018841
North Hills, New York, United States | North Hills | North Hills | 40.7765 | -73.6778 | United States | US | USA | New York |  | 5969 | 1840005314
North Hobbs, New Mexico, United States | North Hobbs | North Hobbs | 32.7731 | -103.125 | United States | US | USA | New Mexico |  | 6068 | 1840043200
North Huntingdon, Pennsylvania, United States | North Huntingdon | North Huntingdon | 40.3293 | -79.7335 | United States | US | USA | Pennsylvania |  | 30502 | 1840144809
North Hykeham, Lincolnshire, United Kingdom | North Hykeham | North Hykeham | 53.1819 | -0.5849 | United Kingdom | GB | GBR | Lincolnshire |  | 13884 | 1826546566
North Kensington, Maryland, United States | North Kensington | North Kensington | 39.0392 | -77.0723 | United States | US | USA | Maryland |  | 9347 | 1840031382
North Kingstown, Rhode Island, United States | North Kingstown | North Kingstown | 41.5687 | -71.4629 | United States | US | USA | Rhode Island |  | 26207 | 1840066135
North Las Vegas, Nevada, United States | North Las Vegas | North Las Vegas | 36.288 | -115.0901 | United States | US | USA | Nevada |  | 251974 | 1840020363
North Lauderdale, Florida, United States | North Lauderdale | North Lauderdale | 26.2113 | -80.2209 | United States | US | USA | Florida |  | 44262 | 1840015138
North Laurel, Maryland, United States | North Laurel | North Laurel | 39.1286 | -76.8476 | United States | US | USA | Maryland |  | 24621 | 1840031495
North Lebanon, Pennsylvania, United States | North Lebanon | North Lebanon | 40.3668 | -76.4215 | United States | US | USA | Pennsylvania |  | 11863 | 1840143428
North Liberty, Iowa, United States | North Liberty | North Liberty | 41.7438 | -91.611 | United States | US | USA | Iowa |  | 19501 | 1840008179
North Lindenhurst, New York, United States | North Lindenhurst | North Lindenhurst | 40.7072 | -73.3859 | United States | US | USA | New York |  | 10584 | 1840005058
North Little Rock, Arkansas, United States | North Little Rock | North Little Rock | 34.7808 | -92.2371 | United States | US | USA | Arkansas |  | 65903 | 1840014632
North Logan, Utah, United States | North Logan | North Logan | 41.7759 | -111.8066 | United States | US | USA | Utah |  | 11237 | 1840020114
North Londonderry, Pennsylvania, United States | North Londonderry | North Londonderry | 40.3227 | -76.5867 | United States | US | USA | Pennsylvania |  | 8419 | 1840149647
North Lynnwood, Washington, United States | North Lynnwood | North Lynnwood | 47.8533 | -122.2762 | United States | US | USA | Washington |  | 21608 | 1840037895
North Mackay, Queensland, Australia | North Mackay | North Mackay | -21.1216 | 149.1783 | Australia | AU | AUS | Queensland |  | 5933 | 1036075287
North Madison, Ohio, United States | North Madison | North Madison | 41.8298 | -81.0511 | United States | US | USA | Ohio |  | 8573 | 1840004801
North Manchester, Indiana, United States | North Manchester | North Manchester | 41.0044 | -85.775 | United States | US | USA | Indiana |  | 5671 | 1840009360
North Mankato, Minnesota, United States | North Mankato | North Mankato | 44.1813 | -94.0387 | United States | US | USA | Minnesota |  | 13948 | 1840007896
North Massapequa, New York, United States | North Massapequa | North Massapequa | 40.7031 | -73.4678 | United States | US | USA | New York |  | 18609 | 1840005241
North Merrick, New York, United States | North Merrick | North Merrick | 40.6871 | -73.5615 | United States | US | USA | New York |  | 12232 | 1840005242
North Miami, Florida, United States | North Miami | North Miami | 25.9007 | -80.1686 | United States | US | USA | Florida |  | 62822 | 1840015154
North Miami Beach, Florida, United States | North Miami Beach | North Miami Beach | 25.9302 | -80.166 | United States | US | USA | Florida |  | 43041 | 1840015155
North Middlesex, Ontario, Canada | North Middlesex | North Middlesex | 43.15 | -81.6333 | Canada | CA | CAN | Ontario |  | 6352 | 1124001914
North Middleton, Pennsylvania, United States | North Middleton | North Middleton | 40.2462 | -77.2168 | United States | US | USA | Pennsylvania |  | 11499 | 1840144641
North Myrtle Beach, South Carolina, United States | North Myrtle Beach | North Myrtle Beach | 33.823 | -78.7089 | United States | US | USA | South Carolina |  | 16819 | 1840014718
North New Hyde Park, New York, United States | North New Hyde Park | North New Hyde Park | 40.746 | -73.6876 | United States | US | USA | New York |  | 15726 | 1840005243
North Oaks, Minnesota, United States | North Oaks | North Oaks | 45.1002 | -93.0882 | United States | US | USA | Minnesota |  | 5351 | 1840007842
North Ogden, Utah, United States | North Ogden | North Ogden | 41.3123 | -111.9585 | United States | US | USA | Utah |  | 20582 | 1840020134
North Olmsted, Ohio, United States | North Olmsted | North Olmsted | 41.415 | -81.919 | United States | US | USA | Ohio |  | 31341 | 1840003400
North Palm Beach, Florida, United States | North Palm Beach | North Palm Beach | 26.8216 | -80.0576 | United States | US | USA | Florida |  | 13127 | 1840018307
North Patchogue, New York, United States | North Patchogue | North Patchogue | 40.7833 | -73.0234 | United States | US | USA | New York |  | 7561 | 1840005059
North Perth, Ontario, Canada | North Perth | North Perth | 43.73 | -80.95 | Canada | CA | CAN | Ontario |  | 13130 | 1124000749
North Petherton, Somerset, United Kingdom | North Petherton | North Petherton | 51.091 | -3.013 | United Kingdom | GB | GBR | Somerset |  | 6730 | 1826303123
North Plainfield, New Jersey, United States | North Plainfield | North Plainfield | 40.6209 | -74.4386 | United States | US | USA | New Jersey |  | 21289 | 1840001059
North Platte, Nebraska, United States | North Platte | North Platte | 41.1266 | -100.764 | United States | US | USA | Nebraska |  | 24098 | 1840008251
North Port, Florida, United States | North Port | North Port | 27.0577 | -82.1975 | United States | US | USA | Florida |  | 209070 | 1840015120
North Potomac, Maryland, United States | North Potomac | North Potomac | 39.0955 | -77.2372 | United States | US | USA | Maryland |  | 24148 | 1840005835
North Providence, Rhode Island, United States | North Providence | North Providence | 41.8616 | -71.4575 | United States | US | USA | Rhode Island |  | 32459 | 1840106198
North Reading, Massachusetts, United States | North Reading | North Reading | 42.5816 | -71.0876 | United States | US | USA | Massachusetts |  | 15642 | 1840053482
North Richland Hills, Texas, United States | North Richland Hills | North Richland Hills | 32.8605 | -97.218 | United States | US | USA | Texas |  | 70670 | 1840020703
North Ridgeville, Ohio, United States | North Ridgeville | North Ridgeville | 41.3851 | -82.0194 | United States | US | USA | Ohio |  | 34392 | 1840000645
North Riverside, Illinois, United States | North Riverside | North Riverside | 41.8461 | -87.8263 | United States | US | USA | Illinois |  | 6429 | 1840011303
North Royalton, Ohio, United States | North Royalton | North Royalton | 41.3138 | -81.7452 | United States | US | USA | Ohio |  | 30068 | 1840003402
North Saanich, British Columbia, Canada | North Saanich | North Saanich | 48.6142 | -123.42 | Canada | CA | CAN | British Columbia |  | 11249 | 1124000779
North Salem, New York, United States | North Salem | North Salem | 41.333 | -73.6042 | United States | US | USA | New York |  | 5172 | 1840024004
North Salt Lake, Utah, United States | North Salt Lake | North Salt Lake | 40.8439 | -111.9187 | United States | US | USA | Utah |  | 20948 | 1840020144
North Sarasota, Florida, United States | North Sarasota | North Sarasota | 27.3711 | -82.5177 | United States | US | USA | Florida |  | 8997 | 1840029061
North Sewickley, Pennsylvania, United States | North Sewickley | North Sewickley | 40.8055 | -80.2837 | United States | US | USA | Pennsylvania |  | 5444 | 1840100618
North Shields, North Tyneside, United Kingdom | North Shields | North Shields | 55.0097 | -1.4448 | United Kingdom | GB | GBR | North Tyneside |  | 34423 | 1826426225
North Smithfield, Rhode Island, United States | North Smithfield | North Smithfield | 41.9727 | -71.5514 | United States | US | USA | Rhode Island |  | 12349 | 1840106199
North Springfield, Virginia, United States | North Springfield | North Springfield | 38.8024 | -77.2028 | United States | US | USA | Virginia |  | 7644 | 1840006022
North St. Paul, Minnesota, United States | North St. Paul | North St. Paul | 45.0137 | -92.9995 | United States | US | USA | Minnesota |  | 12506 | 1840007843
North Star, Delaware, United States | North Star | North Star | 39.755 | -75.7331 | United States | US | USA | Delaware |  | 7441 | 1840028615
North Stonington, Connecticut, United States | North Stonington | North Stonington | 41.4697 | -71.8755 | United States | US | USA | Connecticut |  | 5242 | 1840035516
North Stormont, Ontario, Canada | North Stormont | North Stormont | 45.2167 | -75 | Canada | CA | CAN | Ontario |  | 6873 | 1124000261
North Strabane, Pennsylvania, United States | North Strabane | North Strabane | 40.2279 | -80.1488 | United States | US | USA | Pennsylvania |  | 14388 | 1840147984
North Syracuse, New York, United States | North Syracuse | North Syracuse | 43.1339 | -76.1306 | United States | US | USA | New York |  | 6628 | 1840004326
North Tamborine, Queensland, Australia | North Tamborine | North Tamborine | -27.9694 | 153.1992 | Australia | AU | AUS | Queensland |  | 7506 | 1036063516
North Tidworth, Wiltshire, United Kingdom | North Tidworth | North Tidworth | 51.237 | -1.664 | United Kingdom | GB | GBR | Wiltshire |  | 10621 | 1826577257
North Tonawanda, New York, United States | North Tonawanda | North Tonawanda | 43.0457 | -78.8659 | United States | US | USA | New York |  | 30245 | 1840000372
North Tustin, California, United States | North Tustin | North Tustin | 33.7644 | -117.7945 | United States | US | USA | California |  | 24736 | 1840019319
North Union, Pennsylvania, United States | North Union | North Union | 39.9102 | -79.6731 | United States | US | USA | Pennsylvania |  | 12342 | 1840149586
North Valley, New Mexico, United States | North Valley | North Valley | 35.1736 | -106.6231 | United States | US | USA | New Mexico |  | 12242 | 1840033721
North Valley Stream, New York, United States | North Valley Stream | North Valley Stream | 40.684 | -73.7077 | United States | US | USA | New York |  | 19202 | 1840005244
North Vancouver, British Columbia, Canada | North Vancouver | North Vancouver | 49.3641 | -123.0066 | Canada | CA | CAN | British Columbia |  | 85935 | 1124000146
North Vernon, Indiana, United States | North Vernon | North Vernon | 39.017 | -85.6317 | United States | US | USA | Indiana |  | 11310 | 1840008549
North Versailles, Pennsylvania, United States | North Versailles | North Versailles | 40.3784 | -79.8083 | United States | US | USA | Pennsylvania |  | 10081 | 1840133154
North Walsham, Norfolk, United Kingdom | North Walsham | North Walsham | 52.821 | 1.387 | United Kingdom | GB | GBR | Norfolk |  | 12634 | 1826981933
North Wantagh, New York, United States | North Wantagh | North Wantagh | 40.6983 | -73.5086 | United States | US | USA | New York |  | 11802 | 1840005245
North Weeki Wachee, Florida, United States | North Weeki Wachee | North Weeki Wachee | 28.5591 | -82.5537 | United States | US | USA | Florida |  | 7853 | 1840073872
North Whitehall, Pennsylvania, United States | North Whitehall | North Whitehall | 40.6797 | -75.5788 | United States | US | USA | Pennsylvania |  | 16187 | 1840149202
North Wilkesboro, North Carolina, United States | North Wilkesboro | North Wilkesboro | 36.1728 | -81.139 | United States | US | USA | North Carolina |  | 18066 | 1840016094
North Windham, Maine, United States | North Windham | North Windham | 43.8238 | -70.4288 | United States | US | USA | Maine |  | 5820 | 1840002553
Northallerton, North Yorkshire, United Kingdom | Northallerton | Northallerton | 54.3378 | -1.4285 | United Kingdom | GB | GBR | North Yorkshire |  | 16832 | 1826697671
Northam, Devon, United Kingdom | Northam | Northam | 51.0393 | -4.2104 | United Kingdom | GB | GBR | Devon |  | 7489 | 1826338973
Northam, Western Australia, Australia | Northam | Northam | -31.6531 | 116.6661 | Australia | AU | AUS | Western Australia |  | 6548 | 1036868267
Northampton, Massachusetts, United States | Northampton | Northampton | 42.3266 | -72.6745 | United States | US | USA | Massachusetts |  | 28451 | 1840000451
Northampton, Pennsylvania, United States | Northampton | Northampton | 40.6866 | -75.4904 | United States | US | USA | Pennsylvania |  | 9870 | 1840000975
Northampton Township, Pennsylvania, United States | Northampton Township | Northampton Township | 40.2104 | -75.0014 | United States | US | USA | Pennsylvania |  | 39312 | 1840151117
Northborough, Massachusetts, United States | Northborough | Northborough | 42.3231 | -71.6462 | United States | US | USA | Massachusetts |  | 14985 | 1840053597
Northbridge, Massachusetts, United States | Northbridge | Northbridge | 42.13 | -71.6547 | United States | US | USA | Massachusetts |  | 16522 | 1840053598
Northbrook, Ohio, United States | Northbrook | Northbrook | 39.2467 | -84.5796 | United States | US | USA | Ohio |  | 10832 | 1840034123
Northbrook, Illinois, United States | Northbrook | Northbrook | 42.1292 | -87.8353 | United States | US | USA | Illinois |  | 32958 | 1840011304
Northcote, Auckland, New Zealand | Northcote | Northcote | -36.7913 | 174.7758 | New Zealand | NZ | NZL | Auckland |  | 205605 | 1554717659
Northdale, Florida, United States | Northdale | Northdale | 28.1058 | -82.5263 | United States | US | USA | Florida |  | 22529 | 1840029107
Northeim, Lower Saxony, Germany | Northeim | Northeim | 51.7067 | 10.0011 | Germany | DE | DEU | Lower Saxony | minor | 29107 | 1276938853
Northenden, Manchester, United Kingdom | Northenden | Northenden | 53.4075 | -2.2583 | United Kingdom | GB | GBR | Manchester |  | 15200 | 1826100514
Northern Cambria, Pennsylvania, United States | Northern Cambria | Northern Cambria | 40.6561 | -78.7784 | United States | US | USA | Pennsylvania |  | 5981 | 1840001097
Northern Rockies, British Columbia, Canada | Northern Rockies | Northern Rockies | 59 | -123.75 | Canada | CA | CAN | British Columbia |  | 5393 | 1124001362
Northfield, Birmingham, United Kingdom | Northfield | Northfield | 52.408 | -1.963 | United Kingdom | GB | GBR | Birmingham |  | 25707 | 1826476476
Northfield, Minnesota, United States | Northfield | Northfield | 44.455 | -93.1698 | United States | US | USA | Minnesota |  | 22325 | 1840007891
Northfield, New Jersey, United States | Northfield | Northfield | 39.3718 | -74.5543 | United States | US | USA | New Jersey |  | 8031 | 1840001538
Northfield, Vermont, United States | Northfield | Northfield | 44.1453 | -72.6841 | United States | US | USA | Vermont |  | 6061 | 1840070960
Northfield, Illinois, United States | Northfield | Northfield | 42.1026 | -87.7791 | United States | US | USA | Illinois |  | 5386 | 1840011305
Northfleet, Kent, United Kingdom | Northfleet | Northfleet | 51.44 | 0.34 | United Kingdom | GB | GBR | Kent |  | 29474 | 1826633103
Northgate, Ohio, United States | Northgate | Northgate | 39.2531 | -84.5943 | United States | US | USA | Ohio |  | 7099 | 1840034390
Northglenn, Colorado, United States | Northglenn | Northglenn | 39.9108 | -104.9783 | United States | US | USA | Colorado |  | 38819 | 1840020192
Northlake, Illinois, United States | Northlake | Northlake | 41.9143 | -87.9054 | United States | US | USA | Illinois |  | 12161 | 1840008131
Northolt, Ealing, United Kingdom | Northolt | Northolt | 51.547 | -0.362 | United Kingdom | GB | GBR | Ealing |  | 30304 | 1826456422
Northport, Alabama, United States | Northport | Northport | 33.2589 | -87.5984 | United States | US | USA | Alabama |  | 26115 | 1840014819
Northport, New York, United States | Northport | Northport | 40.9036 | -73.3446 | United States | US | USA | New York |  | 7273 | 1840005126
Northridge, Ohio, United States | Northridge | Northridge | 39.9971 | -83.777 | United States | US | USA | Ohio |  | 7343 | 1840034124
Northumberland, New York, United States | Northumberland | Northumberland | 43.1621 | -73.6305 | United States | US | USA | New York |  | 5135 | 1840058355
Northview, Michigan, United States | Northview | Northview | 43.0427 | -85.6016 | United States | US | USA | Michigan |  | 15391 | 1840004305
Northville, Michigan, United States | Northville | Northville | 42.4355 | -83.489 | United States | US | USA | Michigan |  | 5958 | 1840003958
Northwest Harborcreek, Pennsylvania, United States | Northwest Harborcreek | Northwest Harborcreek | 42.1494 | -79.9946 | United States | US | USA | Pennsylvania |  | 9034 | 1840035146
Northwich, Cheshire West and Chester, United Kingdom | Northwich | Northwich | 53.259 | -2.518 | United Kingdom | GB | GBR | Cheshire West and Chester |  | 19924 | 1826122027
Northwood, Hertfordshire, United Kingdom | Northwood | Northwood | 51.601 | -0.4176 | United Kingdom | GB | GBR | Hertfordshire |  | 22047 | 1826980965
Northwood, Ohio, United States | Northwood | Northwood | 41.6089 | -83.4836 | United States | US | USA | Ohio |  | 5434 | 1840000622
Norton, Massachusetts, United States | Norton | Norton | 41.964 | -71.1842 | United States | US | USA | Massachusetts |  | 19634 | 1840070386
Norton, Ohio, United States | Norton | Norton | 41.0294 | -81.6461 | United States | US | USA | Ohio |  | 11966 | 1840000800
Norton, Virginia, United States | Norton | Norton | 36.9314 | -82.6262 | United States | US | USA | Virginia |  | 10570 | 1840003870
Norton Canes, Staffordshire, United Kingdom | Norton Canes | Norton Canes | 52.6833 | -1.9666 | United Kingdom | GB | GBR | Staffordshire |  | 7479 | 1826796020
Norton Shores, Michigan, United States | Norton Shores | Norton Shores | 43.1621 | -86.2519 | United States | US | USA | Michigan |  | 24664 | 1840002873
Nortorf, Schleswig-Holstein, Germany | Nortorf | Nortorf | 54.1667 | 9.8667 | Germany | DE | DEU | Schleswig-Holstein |  | 6804 | 1276829537
Norwalk, California, United States | Norwalk | Norwalk | 33.9069 | -118.0829 | United States | US | USA | California |  | 103949 | 1840020501
Norwalk, Connecticut, United States | Norwalk | Norwalk | 41.1144 | -73.4215 | United States | US | USA | Connecticut |  | 88816 | 1840004839
Norwalk, Ohio, United States | Norwalk | Norwalk | 41.2443 | -82.6088 | United States | US | USA | Ohio |  | 20629 | 1840000817
Norwalk, Iowa, United States | Norwalk | Norwalk | 41.4895 | -93.6913 | United States | US | USA | Iowa |  | 11938 | 1840008213
Norwell, Massachusetts, United States | Norwell | Norwell | 42.1608 | -70.8177 | United States | US | USA | Massachusetts |  | 10987 | 1840053572
Norwich, Norfolk, United Kingdom | Norwich | Norwich | 52.63 | 1.297 | United Kingdom | GB | GBR | Norfolk |  | 213166 | 1826688051
Norwich, Connecticut, United States | Norwich | Norwich | 41.5495 | -72.0882 | United States | US | USA | Connecticut |  | 200289 | 1840004828
Norwich, Ontario, Canada | Norwich | Norwich | 42.9833 | -80.6 | Canada | CA | CAN | Ontario |  | 11001 | 1124219807
Norwich, New York, United States | Norwich | Norwich | 42.5333 | -75.5227 | United States | US | USA | New York |  | 7518 | 1840000424
Norwood, Ohio, United States | Norwood | Norwood | 39.1605 | -84.4535 | United States | US | USA | Ohio |  | 19776 | 1840001610
Norwood, Pennsylvania, United States | Norwood | Norwood | 39.8865 | -75.2964 | United States | US | USA | Pennsylvania |  | 5897 | 1840000705
Norwood, Massachusetts, United States | Norwood | Norwood | 42.1861 | -71.1948 | United States | US | USA | Massachusetts |  | 29201 | 1840053676
Norwood, New Jersey, United States | Norwood | Norwood | 40.9933 | -73.951 | United States | US | USA | New Jersey |  | 5793 | 1840000911
Noshiromachi, Akita, Japan | Noshiromachi | Noshiromachi | 40.2122 | 140.0267 | Japan | JP | JPN | Akita |  | 50842 | 1392645142
Nossen, Saxony, Germany | Nossen | Nossen | 51.05 | 13.3 | Germany | DE | DEU | Saxony |  | 10598 | 1276123820
Notodden, Telemark, Norway | Notodden | Notodden | 59.5594 | 9.2585 | Norway | NO | NOR | Telemark | minor | 9072 | 1578892380
Notre Dame, Indiana, United States | Notre Dame | Notre Dame | 41.7014 | -86.2378 | United States | US | USA | Indiana |  | 6584 | 1840039286
Notre-Dame-de-l'Île-Perrot, Quebec, Canada | Notre-Dame-de-l'Île-Perrot | Notre-Dame-de-l'Ile-Perrot | 45.3667 | -73.9333 | Canada | CA | CAN | Quebec |  | 10756 | 1124001191
Notre-Dame-des-Prairies, Quebec, Canada | Notre-Dame-des-Prairies | Notre-Dame-des-Prairies | 46.05 | -73.4333 | Canada | CA | CAN | Quebec |  | 8868 | 1124001393
Notre-Dame-du-Mont-Carmel, Quebec, Canada | Notre-Dame-du-Mont-Carmel | Notre-Dame-du-Mont-Carmel | 46.4833 | -72.65 | Canada | CA | CAN | Quebec |  | 5467 | 1124893320
Nottingham, Nottingham, United Kingdom | Nottingham | Nottingham | 52.95 | -1.15 | United Kingdom | GB | GBR | Nottingham |  | 768638 | 1826122597
Nottingham, New Hampshire, United States | Nottingham | Nottingham | 43.1242 | -71.121 | United States | US | USA | New Hampshire |  | 5004 | 1840055357
Nouadhibou, Dakhlet Nouadhibou, Mauritania | Nouadhibou | Nouadhibou | 20.95 | -17.0333 | Mauritania | MR | MRT | Dakhlet Nouadhibou | admin | 118000 | 1478176283
Nouakchott, , Mauritania | Nouakchott | Nouakchott | 18.0783 | -15.9744 | Mauritania | MR | MRT |  | primary | 1077169 | 1478414984
Nouméa, Province Sud, New Caledonia | Nouméa | Noumea | -22.2625 | 166.4443 | New Caledonia | NC | NCL | Province Sud |  | 93060 | 1540958092
Nouna, Boucle du Mouhoun, Burkina Faso | Nouna | Nouna | 12.7329 | -3.8622 | Burkina Faso | BF | BFA | Boucle du Mouhoun | minor | 29048 | 1854190171
Nova Aliança, São Paulo, Brazil | Nova Aliança | Nova Alianca | -21.0158 | -49.4958 | Brazil | BR | BRA | São Paulo |  | 6555 | 1076892600
Nová Baňa, Banskobystrický, Slovakia | Nová Baňa | Nova Bana | 48.4267 | 18.6394 | Slovakia | SK | SVK | Banskobystrický |  | 7364 | 1703126832
Nova Crnja, Nova Crnja, Serbia | Nova Crnja | Nova Crnja | 45.6685 | 20.6042 | Serbia | RS | SRB | Nova Crnja | admin |  | 1688294163
Nova Cruz, Rio Grande do Norte, Brazil | Nova Cruz | Nova Cruz | -6.4696 | -35.44 | Brazil | BR | BRA | Rio Grande do Norte |  | 23166 | 1076169350
Nová Dubnica, Nitriansky, Slovakia | Nová Dubnica | Nova Dubnica | 48.9333 | 18.15 | Slovakia | SK | SVK | Nitriansky |  | 11134 | 1703517526
Nova Europa, São Paulo, Brazil | Nova Europa | Nova Europa | -21.7783 | -48.5608 | Brazil | BR | BRA | São Paulo |  | 10439 | 1076407128
Nova Friburgo, Rio de Janeiro, Brazil | Nova Friburgo | Nova Friburgo | -22.26 | -42.54 | Brazil | BR | BRA | Rio de Janeiro |  | 171991 | 1076922983
Nova Gorica, Nova Gorica, Slovenia | Nova Gorica | Nova Gorica | 45.9667 | 13.65 | Slovenia | SI | SVN | Nova Gorica | admin | 13852 | 1705939355
Nova Gradiška, Brodsko-Posavska Županija, Croatia | Nova Gradiška | Nova Gradiska | 45.25 | 17.3833 | Croatia | HR | HRV | Brodsko-Posavska Županija | minor | 11821 | 1191025176
Nova Granada, São Paulo, Brazil | Nova Granada | Nova Granada | -20.5339 | -49.3139 | Brazil | BR | BRA | São Paulo |  | 20717 | 1076239207
Nova Kakhovka, Khersons’ka Oblast’, Ukraine | Nova Kakhovka | Nova Kakhovka | 46.7667 | 33.3667 | Ukraine | UA | UKR | Khersons’ka Oblast’ |  | 69280 | 1804166107
Nova Lima, Minas Gerais, Brazil | Nova Lima | Nova Lima | -19.9858 | -43.8469 | Brazil | BR | BRA | Minas Gerais |  | 87000 | 1076876220
Nova Odessa, São Paulo, Brazil | Nova Odessa | Nova Odessa | -22.7797 | -47.2962 | Brazil | BR | BRA | São Paulo |  | 56764 | 1076061503
Nová Paka, Liberecký Kraj, Czechia | Nová Paka | Nova Paka | 50.4945 | 15.5151 | Czechia | CZ | CZE | Liberecký Kraj |  | 9072 | 1203255589
Nova Sintra, Brava, Cabo Verde | Nova Sintra | Nova Sintra | 14.8714 | -24.6956 | Cabo Verde | CV | CPV | Brava | admin |  | 1132634480
Nova Varoš, Nova Varoš, Serbia | Nova Varoš | Nova Varos | 43.4667 | 19.8203 | Serbia | RS | SRB | Nova Varoš | admin |  | 1688051556
Nova Vas, Bloke, Slovenia | Nova Vas | Nova Vas | 45.7717 | 14.5058 | Slovenia | SI | SVN | Bloke | admin |  | 1705701553
Nova Viçosa, Bahia, Brazil | Nova Viçosa | Nova Vicosa | -17.8919 | -39.3719 | Brazil | BR | BRA | Bahia |  | 55980 | 1076116919
Nova Zagora, Sliven, Bulgaria | Nova Zagora | Nova Zagora | 42.4903 | 26.0122 | Bulgaria | BG | BGR | Sliven |  | 26660 | 1100577244
Novaci, Novaci, Macedonia | Novaci | Novaci | 41.042 | 21.4587 | Macedonia | MK | MKD | Novaci | admin |  | 1807936735
Novaci-Străini, Gorj, Romania | Novaci-Străini | Novaci-Straini | 45.18 | 23.67 | Romania | RO | ROU | Gorj |  | 5431 | 1642074535
Novalukoml’, Vitsyebskaya Voblasts’, Belarus | Novalukoml’ | Novalukoml' | 54.6658 | 29.1547 | Belarus | BY | BLR | Vitsyebskaya Voblasts’ |  | 12600 | 1112086719
Novara, Piedmont, Italy | Novara | Novara | 45.45 | 8.6167 | Italy | IT | ITA | Piedmont | minor | 104284 | 1380911437
Novato, California, United States | Novato | Novato | 38.092 | -122.5576 | United States | US | USA | California |  | 55516 | 1840020260
Novaya Balakhna, Nizhegorodskaya Oblast’, Russia | Novaya Balakhna | Novaya Balakhna | 56.4943 | 43.5944 | Russia | RU | RUS | Nizhegorodskaya Oblast’ |  | 63083 | 1643658083
Novaya Ladoga, Leningradskaya Oblast’, Russia | Novaya Ladoga | Novaya Ladoga | 60.1 | 32.3 | Russia | RU | RUS | Leningradskaya Oblast’ |  | 8203 | 1643123607
Novaya Lyalya, Sverdlovskaya Oblast’, Russia | Novaya Lyalya | Novaya Lyalya | 59.05 | 60.6 | Russia | RU | RUS | Sverdlovskaya Oblast’ |  | 11879 | 1643222721
Nové Město na Moravě, Vysočina, Czechia | Nové Město na Moravě | Nove Mesto na Morave | 49.5615 | 16.0742 | Czechia | CZ | CZE | Vysočina |  | 10049 | 1203071196
Nové Město nad Metují, Královéhradecký Kraj, Czechia | Nové Město nad Metují | Nove Mesto nad Metuji | 50.3446 | 16.1515 | Czechia | CZ | CZE | Královéhradecký Kraj |  | 9398 | 1203259477
Nové Mesto nad Váhom, Nitriansky, Slovakia | Nové Mesto nad Váhom | Nove Mesto nad Vahom | 48.7833 | 17.8333 | Slovakia | SK | SVK | Nitriansky | minor | 20066 | 1703781613
Nové Strašecí, Středočeský Kraj, Czechia | Nové Strašecí | Nove Straseci | 50.1528 | 13.9005 | Czechia | CZ | CZE | Středočeský Kraj |  | 5572 | 1203604066
Nové Zámky, Nitriansky, Slovakia | Nové Zámky | Nove Zamky | 47.9831 | 18.1728 | Slovakia | SK | SVK | Nitriansky | minor | 38172 | 1703734556
Novi, Michigan, United States | Novi | Novi | 42.4786 | -83.4893 | United States | US | USA | Michigan |  | 60896 | 1840002423
Novi Bečej, Novi Bečej, Serbia | Novi Bečej | Novi Becej | 45.6 | 20.1167 | Serbia | RS | SRB | Novi Bečej | admin |  | 1688588712
Novi Iskar, Sofia-Grad, Bulgaria | Novi Iskar | Novi Iskar | 42.8031 | 23.3436 | Bulgaria | BG | BGR | Sofia-Grad |  | 13768 | 1100373780
Novi Kneževac, Novi Kneževac, Serbia | Novi Kneževac | Novi Knezevac | 46.05 | 20.1 | Serbia | RS | SRB | Novi Kneževac | admin |  | 1688706489
Novi Pazar, Novi Pazar, Serbia | Novi Pazar | Novi Pazar | 43.15 | 20.5167 | Serbia | RS | SRB | Novi Pazar | admin | 66527 | 1688435541
Novi Pazar, Shumen, Bulgaria | Novi Pazar | Novi Pazar | 43.35 | 27.2 | Bulgaria | BG | BGR | Shumen |  | 14931 | 1100036020
Novi Sad, Novi Sad, Serbia | Novi Sad | Novi Sad | 45.2644 | 19.8317 | Serbia | RS | SRB | Novi Sad | admin | 380000 | 1688169087
Novo Airão, Amazonas, Brazil | Novo Airão | Novo Airao | -2.6208 | -60.9438 | Brazil | BR | BRA | Amazonas |  | 9049 | 1076092136
Novo Hamburgo, Rio Grande do Sul, Brazil | Novo Hamburgo | Novo Hamburgo | -29.7096 | -51.14 | Brazil | BR | BRA | Rio Grande do Sul |  | 876990 | 1076221386
Novo Horizonte, São Paulo, Brazil | Novo Horizonte | Novo Horizonte | -21.4678 | -49.2208 | Brazil | BR | BRA | São Paulo |  | 39543 | 1076842025
Novo Mesto, Novo Mesto, Slovenia | Novo Mesto | Novo Mesto | 45.7981 | 15.1628 | Slovenia | SI | SVN | Novo Mesto | admin | 23341 | 1705849587
Novo Selo, Novo Selo, Macedonia | Novo Selo | Novo Selo | 41.4128 | 22.88 | Macedonia | MK | MKD | Novo Selo | admin | 2829 | 1807743098
Novoaleksandrovsk, Stavropol’skiy Kray, Russia | Novoaleksandrovsk | Novoaleksandrovsk | 45.4933 | 41.2183 | Russia | RU | RUS | Stavropol’skiy Kray |  | 26761 | 1643490548
Novoaltaysk, Altayskiy Kray, Russia | Novoaltaysk | Novoaltaysk | 53.4 | 83.9333 | Russia | RU | RUS | Altayskiy Kray |  | 73439 | 1643896344
Novoanninskiy, Volgogradskaya Oblast’, Russia | Novoanninskiy | Novoanninskiy | 50.5167 | 42.6667 | Russia | RU | RUS | Volgogradskaya Oblast’ |  | 16294 | 1643803707
Novobërdë, Novobërdë, Kosovo | Novobërdë | Novoberde | 42.6 | 21.4333 | Kosovo | XK | XKS | Novobërdë | admin | 9670 | 1901684676
Novocheboksarsk, Chuvashiya, Russia | Novocheboksarsk | Novocheboksarsk | 56.1167 | 47.5 | Russia | RU | RUS | Chuvashiya |  | 126626 | 1643839131
Novocherkassk, Rostovskaya Oblast’, Russia | Novocherkassk | Novocherkassk | 47.4222 | 40.0939 | Russia | RU | RUS | Rostovskaya Oblast’ |  | 168766 | 1643990727
Novodvinsk, Arkhangel’skaya Oblast’, Russia | Novodvinsk | Novodvinsk | 64.4167 | 40.8167 | Russia | RU | RUS | Arkhangel’skaya Oblast’ |  | 38434 | 1643592717
Novohrad-Volynskyi, Zhytomyrs’ka Oblast’, Ukraine | Novohrad-Volynskyi | Novohrad-Volynskyi | 50.5833 | 27.6333 | Ukraine | UA | UKR | Zhytomyrs’ka Oblast’ | minor | 56288 | 1804059567
Novokhopërsk, Voronezhskaya Oblast’, Russia | Novokhopërsk | Novokhopersk | 51.1 | 41.6167 | Russia | RU | RUS | Voronezhskaya Oblast’ |  | 6108 | 1643890535
Novokuybyshevsk, Samarskaya Oblast’, Russia | Novokuybyshevsk | Novokuybyshevsk | 53.1 | 49.9167 | Russia | RU | RUS | Samarskaya Oblast’ |  | 102075 | 1643467643
Novokuznetsk, Kemerovskaya Oblast’, Russia | Novokuznetsk | Novokuznetsk | 53.75 | 87.1167 | Russia | RU | RUS | Kemerovskaya Oblast’ |  | 552105 | 1643628717
Novomichurinsk, Ryazanskaya Oblast’, Russia | Novomichurinsk | Novomichurinsk | 54.0333 | 39.75 | Russia | RU | RUS | Ryazanskaya Oblast’ |  | 16710 | 1643380709
Novomoskovs’k, Dnipropetrovs’ka Oblast’, Ukraine | Novomoskovs’k | Novomoskovs'k | 48.6328 | 35.2239 | Ukraine | UA | UKR | Dnipropetrovs’ka Oblast’ | minor | 70749 | 1804952905
Novomoskovsk, Tul’skaya Oblast’, Russia | Novomoskovsk | Novomoskovsk | 54.0333 | 38.2667 | Russia | RU | RUS | Tul’skaya Oblast’ |  | 125647 | 1643119962
Novopavlovsk, Stavropol’skiy Kray, Russia | Novopavlovsk | Novopavlovsk | 43.9636 | 43.6394 | Russia | RU | RUS | Stavropol’skiy Kray |  | 26106 | 1643845073
Novorossiysk, Krasnodarskiy Kray, Russia | Novorossiysk | Novorossiysk | 44.7167 | 37.7667 | Russia | RU | RUS | Krasnodarskiy Kray |  | 270774 | 1643087180
Novoselytsya, Chernivets’ka Oblast’, Ukraine | Novoselytsya | Novoselytsya | 48.2167 | 26.2667 | Ukraine | UA | UKR | Chernivets’ka Oblast’ | minor | 7588 | 1804491559
Novoshakhtinsk, Rostovskaya Oblast’, Russia | Novoshakhtinsk | Novoshakhtinsk | 47.7667 | 39.9167 | Russia | RU | RUS | Rostovskaya Oblast’ |  | 108345 | 1643535469
Novosibirsk, Novosibirskaya Oblast’, Russia | Novosibirsk | Novosibirsk | 55.0333 | 82.9167 | Russia | RU | RUS | Novosibirskaya Oblast’ | admin | 1602915 | 1643399240
Novosokolniki, Pskovskaya Oblast’, Russia | Novosokolniki | Novosokolniki | 56.3333 | 30.15 | Russia | RU | RUS | Pskovskaya Oblast’ |  | 7105 | 1643428907
Novotroitsk, Orenburgskaya Oblast’, Russia | Novotroitsk | Novotroitsk | 51.2067 | 58.3281 | Russia | RU | RUS | Orenburgskaya Oblast’ |  | 86474 | 1643186193
Novoulyanovsk, Ul’yanovskaya Oblast’, Russia | Novoulyanovsk | Novoulyanovsk | 54.15 | 48.3833 | Russia | RU | RUS | Ul’yanovskaya Oblast’ |  | 13990 | 1643073136
Novouralsk, Sverdlovskaya Oblast’, Russia | Novouralsk | Novouralsk | 57.25 | 60.0833 | Russia | RU | RUS | Sverdlovskaya Oblast’ |  | 81202 | 1643155652
Novouzensk, Saratovskaya Oblast’, Russia | Novouzensk | Novouzensk | 50.45 | 48.15 | Russia | RU | RUS | Saratovskaya Oblast’ |  | 13261 | 1643676305
Novovolynsk, Volyns’ka Oblast’, Ukraine | Novovolynsk | Novovolynsk | 50.7333 | 24.1667 | Ukraine | UA | UKR | Volyns’ka Oblast’ |  | 52188 | 1804052073
Novovoronezh, Voronezhskaya Oblast’, Russia | Novovoronezh | Novovoronezh | 51.3167 | 39.2167 | Russia | RU | RUS | Voronezhskaya Oblast’ |  | 31503 | 1643532936
Novo-Voznesenovka, Luhans’ka Oblast’, Ukraine | Novo-Voznesenovka | Novo-Voznesenovka | 48.0731 | 39.7972 | Ukraine | UA | UKR | Luhans’ka Oblast’ |  | 15659 | 1804055076
Novoyavorovskoye, L’vivs’ka Oblast’, Ukraine | Novoyavorovskoye | Novoyavorovskoye | 49.9311 | 23.5731 | Ukraine | UA | UKR | L’vivs’ka Oblast’ |  | 30723 | 1804412448
Novozybkov, Bryanskaya Oblast’, Russia | Novozybkov | Novozybkov | 52.5333 | 31.9333 | Russia | RU | RUS | Bryanskaya Oblast’ |  | 39725 | 1643876625
Nový Bor, Liberecký Kraj, Czechia | Nový Bor | Novy Bor | 50.7577 | 14.5557 | Czechia | CZ | CZE | Liberecký Kraj |  | 11616 | 1203651923
Nový Bydžov, Královéhradecký Kraj, Czechia | Nový Bydžov | Novy Bydzov | 50.2416 | 15.4909 | Czechia | CZ | CZE | Královéhradecký Kraj |  | 6935 | 1203908405
Nový Jičín, Moravskoslezský Kraj, Czechia | Nový Jičín | Novy Jicin | 49.5944 | 18.0103 | Czechia | CZ | CZE | Moravskoslezský Kraj |  | 23260 | 1203475212
Novyy Oskol, Belgorodskaya Oblast’, Russia | Novyy Oskol | Novyy Oskol | 50.7667 | 37.8667 | Russia | RU | RUS | Belgorodskaya Oblast’ |  | 18763 | 1643972982
Novyy Port, Yamalo-Nenetskiy Avtonomnyy Okrug, Russia | Novyy Port | Novyy Port | 67.6983 | 72.9283 | Russia | RU | RUS | Yamalo-Nenetskiy Avtonomnyy Okrug |  | 1790 | 1643538343
Novyy Rozdil, L’vivs’ka Oblast’, Ukraine | Novyy Rozdil | Novyy Rozdil | 49.4703 | 24.13 | Ukraine | UA | UKR | L’vivs’ka Oblast’ |  | 28745 | 1804473027
Novyy Uoyan, Buryatiya, Russia | Novyy Uoyan | Novyy Uoyan | 56.135 | 111.7339 | Russia | RU | RUS | Buryatiya |  | 4184 | 1643043728
Novyy Urengoy, Yamalo-Nenetskiy Avtonomnyy Okrug, Russia | Novyy Urengoy | Novyy Urengoy | 66.0847 | 76.6789 | Russia | RU | RUS | Yamalo-Nenetskiy Avtonomnyy Okrug |  | 113254 | 1643427847
Nowa Sól, Lubuskie, Poland | Nowa Sól | Nowa Sol | 51.8 | 15.7167 | Poland | PL | POL | Lubuskie | minor | 39721 | 1616040847
Nowe Miasto Lubawskie, Warmińsko-Mazurskie, Poland | Nowe Miasto Lubawskie | Nowe Miasto Lubawskie | 53.4167 | 19.5833 | Poland | PL | POL | Warmińsko-Mazurskie | minor | 10997 | 1616871039
Nowra, New South Wales, Australia | Nowra | Nowra | -34.8833 | 150.6 | Australia | AU | AUS | New South Wales |  | 37420 | 1036984536
Nowshera, Khyber Pakhtunkhwa, Pakistan | Nowshera | Nowshera | 34.0153 | 71.9747 | Pakistan | PK | PAK | Khyber Pakhtunkhwa | minor | 118594 | 1586290729
Nowy Targ, Małopolskie, Poland | Nowy Targ | Nowy Targ | 49.4833 | 20.0333 | Poland | PL | POL | Małopolskie | minor | 33545 | 1616880514
Noya, Galicia, Spain | Noya | Noya | 42.785 | -8.8878 | Spain | ES | ESP | Galicia |  | 14263 | 1724537566
Noyabrsk, Yamalo-Nenetskiy Avtonomnyy Okrug, Russia | Noyabrsk | Noyabrsk | 63.2017 | 75.4517 | Russia | RU | RUS | Yamalo-Nenetskiy Avtonomnyy Okrug |  | 106879 | 1643340196
Noyemberyan, Tavush, Armenia | Noyemberyan | Noyemberyan | 41.1725 | 44.9936 | Armenia | AM | ARM | Tavush |  | 5310 | 1051943920
Nsanje, Nsanje, Malawi | Nsanje | Nsanje | -16.9167 | 35.2667 | Malawi | MW | MWI | Nsanje | admin | 21774 | 1454428076
Nsiika, Buhweju, Uganda | Nsiika | Nsiika | -0.3831 | 30.465 | Uganda | UG | UGA | Buhweju | admin |  | 1800519756
Nsukka, Enugu, Nigeria | Nsukka | Nsukka | 6.8567 | 7.3958 | Nigeria | NG | NGA | Enugu | minor | 111017 | 1566882360
Ntara, Kamwenge, Uganda | Ntara | Ntara | 0.0044 | 30.3658 | Uganda | UG | UGA | Kamwenge | admin |  | 1800001909
Ntcheu, Ntcheu, Malawi | Ntcheu | Ntcheu | -14.8167 | 34.6333 | Malawi | MW | MWI | Ntcheu | admin | 10445 | 1454008976
Ntchisi, Ntchisi, Malawi | Ntchisi | Ntchisi | -13.3753 | 34.0036 | Malawi | MW | MWI | Ntchisi | admin |  | 1454004377
Ntoroko, Ntoroko, Uganda | Ntoroko | Ntoroko | 1.0411 | 30.4811 | Uganda | UG | UGA | Ntoroko | admin |  | 1800207074
Ntungamo, Ntungamo, Uganda | Ntungamo | Ntungamo | -0.8794 | 30.2642 | Uganda | UG | UGA | Ntungamo | admin | 16400 | 1800042819
Nueva Gerona, Isla de la Juventud, Cuba | Nueva Gerona | Nueva Gerona | 21.8847 | -82.8011 | Cuba | CU | CUB | Isla de la Juventud | admin | 46264 | 1192344354
Nueva Helvecia, Colonia, Uruguay | Nueva Helvecia | Nueva Helvecia | -34.2889 | -57.2333 | Uruguay | UY | URY | Colonia |  | 10630 | 1858393787
Nueva Imperial, Araucanía, Chile | Nueva Imperial | Nueva Imperial | -38.74 | -72.96 | Chile | CL | CHL | Araucanía |  | 18777 | 1152277064
Nueva Italia de Ruiz, Michoacán de Ocampo, Mexico | Nueva Italia de Ruiz | Nueva Italia de Ruiz | 19.0194 | -102.1089 | Mexico | MX | MEX | Michoacán de Ocampo |  | 32467 | 1484876293
Nueva Loja, Sucumbíos, Ecuador | Nueva Loja | Nueva Loja | 0.0844 | -76.8911 | Ecuador | EC | ECU | Sucumbíos | admin | 48562 | 1218895755
Nueva Ocotepeque, Ocotepeque, Honduras | Nueva Ocotepeque | Nueva Ocotepeque | 14.4333 | -89.1833 | Honduras | HN | HND | Ocotepeque | admin | 8780 | 1340380637
Nueva Palmira, Colonia, Uruguay | Nueva Palmira | Nueva Palmira | -33.87 | -58.408 | Uruguay | UY | URY | Colonia |  | 9857 | 1858193401
Nueva Paz, Mayabeque, Cuba | Nueva Paz | Nueva Paz | 22.7667 | -81.75 | Cuba | CU | CUB | Mayabeque | minor | 24277 | 1192235992
Nueva Rosita, Coahuila de Zaragoza, Mexico | Nueva Rosita | Nueva Rosita | 27.939 | -101.218 | Mexico | MX | MEX | Coahuila de Zaragoza |  | 36642 | 1484540557
Nueve de Julio, Buenos Aires, Argentina | Nueve de Julio | Nueve de Julio | -35.45 | -60.8833 | Argentina | AR | ARG | Buenos Aires | minor | 36494 | 1032287957
Nuevitas, Camagüey, Cuba | Nuevitas | Nuevitas | 21.5403 | -77.2644 | Cuba | CU | CUB | Camagüey |  | 38995 | 1192448182
Nuevo, California, United States | Nuevo | Nuevo | 33.8011 | -117.1415 | United States | US | USA | California |  | 7033 | 1840019287
Nuevo Casas Grandes, Chihuahua, Mexico | Nuevo Casas Grandes | Nuevo Casas Grandes | 30.4167 | -107.9167 | Mexico | MX | MEX | Chihuahua | minor | 55553 | 1484004002
Nuevo Ideal, Durango, Mexico | Nuevo Ideal | Nuevo Ideal | 24.8875 | -105.0728 | Mexico | MX | MEX | Durango | minor | 10876 | 1484407989
Nuevo Laredo, Tamaulipas, Mexico | Nuevo Laredo | Nuevo Laredo | 27.4861 | -99.5069 | Mexico | MX | MEX | Tamaulipas | minor | 373725 | 1484597234
Nuevo México, Jalisco, Mexico | Nuevo México | Nuevo Mexico | 20.75 | -103.433 | Mexico | MX | MEX | Jalisco |  | 42246 | 1484386312
Nuevo Progreso, Tamaulipas, Mexico | Nuevo Progreso | Nuevo Progreso | 26.0561 | -97.9522 | Mexico | MX | MEX | Tamaulipas |  | 10178 | 1484755225
Nuku‘alofa, Tongatapu, Tonga | Nuku‘alofa | Nuku`alofa | -21.1347 | -175.2083 | Tonga | TO | TON | Tongatapu | primary | 24571 | 1776737461
Nukus, Qoraqalpog‘iston, Uzbekistan | Nukus | Nukus | 42.4647 | 59.6022 | Uzbekistan | UZ | UZB | Qoraqalpog‘iston | admin | 170362 | 1860620079
Numan, Adamawa, Nigeria | Numan | Numan | 9.4669 | 12.0328 | Nigeria | NG | NGA | Adamawa | minor | 77617 | 1566815415
Numto, Khanty-Mansiyskiy Avtonomnyy Okrug-Yugra, Russia | Numto | Numto | 63.6667 | 71.3333 | Russia | RU | RUS | Khanty-Mansiyskiy Avtonomnyy Okrug-Yugra |  | 10 | 1643985006
Nuneaton, Warwickshire, United Kingdom | Nuneaton | Nuneaton | 52.523 | -1.468 | United Kingdom | GB | GBR | Warwickshire |  | 86552 | 1826240370
Nuporanga, São Paulo, Brazil | Nuporanga | Nuporanga | -20.7308 | -47.7306 | Brazil | BR | BRA | São Paulo |  | 7255 | 1076616625
Nuquí, Chocó, Colombia | Nuquí | Nuqui | 5.6852 | -77.2745 | Colombia | CO | COL | Chocó | minor | 2741 | 1170020146
Nuremberg, Bavaria, Germany | Nuremberg | Nuremberg | 49.4528 | 11.0778 | Germany | DE | DEU | Bavaria | minor | 518365 | 1276166609
Nuriootpa, South Australia, Australia | Nuriootpa | Nuriootpa | -34.4667 | 138.9833 | Australia | AU | AUS | South Australia |  | 6314 | 1036952732
Nurlat, Tatarstan, Russia | Nurlat | Nurlat | 54.4333 | 50.8 | Russia | RU | RUS | Tatarstan |  | 32703 | 1643326238
Nurmes, Pohjois-Karjala, Finland | Nurmes | Nurmes | 63.5444 | 29.1333 | Finland | FI | FIN | Pohjois-Karjala | minor | 7996 | 1246620108
Nurmijärvi, Uusimaa, Finland | Nurmijärvi | Nurmijarvi | 60.4667 | 24.8083 | Finland | FI | FIN | Uusimaa | minor | 42709 | 1246678771
Nurota, Navoiy, Uzbekistan | Nurota | Nurota | 40.565 | 65.685 | Uzbekistan | UZ | UZB | Navoiy |  | 21001 | 1860266981
Nursling, Hampshire, United Kingdom | Nursling | Nursling | 50.9449 | -1.4727 | United Kingdom | GB | GBR | Hampshire |  | 5137 | 1826012560
Nur-Sultan, Astana, Kazakhstan | Nur-Sultan | Nur-Sultan | 51.1333 | 71.4333 | Kazakhstan | KZ | KAZ | Astana | primary | 1078362 | 1398516045
Nürtingen, Baden-Württemberg, Germany | Nürtingen | Nurtingen | 48.6267 | 9.3353 | Germany | DE | DEU | Baden-Württemberg |  | 41093 | 1276408465
Nusaybin, Mardin, Turkey | Nusaybin | Nusaybin | 37.0833 | 41.2167 | Turkey | TR | TUR | Mardin | minor | 105856 | 1792327949
Nutley, New Jersey, United States | Nutley | Nutley | 40.8192 | -74.1571 | United States | US | USA | New Jersey |  | 28493 | 1840131593
Nuuk, Sermersooq, Greenland | Nuuk | Nuuk | 64.175 | -51.7333 | Greenland | GL | GRL | Sermersooq |  | 18326 | 1304028354
Nuwara Eliya, Central, Sri Lanka | Nuwara Eliya | Nuwara Eliya | 6.9667 | 80.7667 | Sri Lanka | LK | LKA | Central |  | 27500 | 1144687416
Nwoya, Nwoya, Uganda | Nwoya | Nwoya | 2.6342 | 32.0011 | Uganda | UG | UGA | Nwoya | admin |  | 1800205431
Nyack, New York, United States | Nyack | Nyack | 41.0919 | -73.9143 | United States | US | USA | New York |  | 7156 | 1840004981
Nyagan, Khanty-Mansiyskiy Avtonomnyy Okrug-Yugra, Russia | Nyagan | Nyagan | 62.1333 | 65.3833 | Russia | RU | RUS | Khanty-Mansiyskiy Avtonomnyy Okrug-Yugra |  | 58335 | 1643802074
Nyagatare, Eastern Province, Rwanda | Nyagatare | Nyagatare | -1.2947 | 30.3272 | Rwanda | RW | RWA | Eastern Province |  | 14320 | 1646508165
Nyahanga, Simiyu, Tanzania | Nyahanga | Nyahanga | -2.3829 | 33.55 | Tanzania | TZ | TZA | Simiyu |  | 16092 | 1834609339
Nyala, South Darfur, Sudan | Nyala | Nyala | 12.05 | 24.8833 | Sudan | SD | SDN | South Darfur | admin | 227183 | 1729833248
Nyamira, Nyamira, Kenya | Nyamira | Nyamira | -0.5633 | 34.9358 | Kenya | KE | KEN | Nyamira | admin |  | 1404000104
Nyandoma, Arkhangel’skaya Oblast’, Russia | Nyandoma | Nyandoma | 61.6667 | 40.2 | Russia | RU | RUS | Arkhangel’skaya Oblast’ |  | 19783 | 1643011175
Nyanza, Southern Province, Rwanda | Nyanza | Nyanza | -2.3496 | 29.74 | Rwanda | RW | RWA | Southern Province | admin | 225209 | 1646257566
Nyaungdon, Ayeyawady, Burma | Nyaungdon | Nyaungdon | 17.0433 | 95.6429 | Burma | MM | MMR | Ayeyawady |  | 36172 | 1104318813
Nyazepetrovsk, Chelyabinskaya Oblast’, Russia | Nyazepetrovsk | Nyazepetrovsk | 56.05 | 59.6 | Russia | RU | RUS | Chelyabinskaya Oblast’ |  | 11687 | 1643877254
Nyergesújfalu, Komárom-Esztergom, Hungary | Nyergesújfalu | Nyergesujfalu | 47.7603 | 18.5567 | Hungary | HU | HUN | Komárom-Esztergom |  | 7255 | 1348664163
Nyeri, Nyeri, Kenya | Nyeri | Nyeri | -0.4167 | 36.95 | Kenya | KE | KEN | Nyeri | admin | 98908 | 1404924901
Nyimba, Eastern, Zambia | Nyimba | Nyimba | -14.5495 | 30.81 | Zambia | ZM | ZMB | Eastern |  | 1336 | 1894088472
Nyíradony, Hajdú-Bihar, Hungary | Nyíradony | Nyiradony | 47.6833 | 21.9167 | Hungary | HU | HUN | Hajdú-Bihar | minor | 7677 | 1348883503
Nyírbátor, Szabolcs-Szatmár-Bereg, Hungary | Nyírbátor | Nyirbator | 47.8353 | 22.13 | Hungary | HU | HUN | Szabolcs-Szatmár-Bereg | minor | 11831 | 1348699897
Nyíregyháza, Szabolcs-Szatmár-Bereg, Hungary | Nyíregyháza | Nyiregyhaza | 47.95 | 21.7167 | Hungary | HU | HUN | Szabolcs-Szatmár-Bereg | admin | 116799 | 1348653343
Nyírtelek, Szabolcs-Szatmár-Bereg, Hungary | Nyírtelek | Nyirtelek | 48.0094 | 21.6322 | Hungary | HU | HUN | Szabolcs-Szatmár-Bereg |  | 6555 | 1348588074
Nykarleby, Pohjanmaa, Finland | Nykarleby | Nykarleby | 63.5167 | 22.5333 | Finland | FI | FIN | Pohjanmaa | minor | 7564 | 1246463530
Nyköping, Södermanland, Sweden | Nyköping | Nykoping | 58.7582 | 17.0185 | Sweden | SE | SWE | Södermanland | admin | 33546 | 1752377083
Nymburk, Středočeský Kraj, Czechia | Nymburk | Nymburk | 50.1861 | 15.0417 | Czechia | CZ | CZE | Středočeský Kraj |  | 15154 | 1203273272
Nyon, Vaud, Switzerland | Nyon | Nyon | 46.382 | 6.2389 | Switzerland | CH | CHE | Vaud |  | 20272 | 1756289111
Nýřany, Plzeňský Kraj, Czechia | Nýřany | Nyrany | 49.7116 | 13.2119 | Czechia | CZ | CZE | Plzeňský Kraj |  | 6996 | 1203749733
Nysa, Opolskie, Poland | Nysa | Nysa | 50.4738 | 17.3344 | Poland | PL | POL | Opolskie | minor | 46841 | 1616093801
Nytva, Permskiy Kray, Russia | Nytva | Nytva | 57.9333 | 55.3333 | Russia | RU | RUS | Permskiy Kray | minor | 18608 | 1643014234
Nyunzu, Tanganyika, Congo (Kinshasa) | Nyunzu | Nyunzu | -5.95 | 28.0167 | Congo (Kinshasa) | CD | COD | Tanganyika |  | 15397 | 1180921995
Nyurba, Sakha (Yakutiya), Russia | Nyurba | Nyurba | 63.2833 | 118.3333 | Russia | RU | RUS | Sakha (Yakutiya) |  | 9786 | 1643555326
Nyūzen, Toyama, Japan | Nyūzen | Nyuzen | 36.9333 | 137.5 | Japan | JP | JPN | Toyama |  | 24160 | 1392959152
Nzega, Tabora, Tanzania | Nzega | Nzega | -4.2096 | 33.18 | Tanzania | TZ | TZA | Tabora |  | 26584 | 1834034762
Nzeto, Zaire, Angola | Nzeto | Nzeto | -7.2296 | 12.86 | Angola | AO | AGO | Zaire |  | 21059 | 1024025450
Oadby, Leicestershire, United Kingdom | Oadby | Oadby | 52.5987 | -1.0763 | United Kingdom | GB | GBR | Leicestershire |  | 23849 | 1826422379
Oak Bay, British Columbia, Canada | Oak Bay | Oak Bay | 48.4264 | -123.3228 | Canada | CA | CAN | British Columbia |  | 18094 | 1124761730
Oak Brook, Illinois, United States | Oak Brook | Oak Brook | 41.8372 | -87.9513 | United States | US | USA | Illinois |  | 8016 | 1840011408
Oak Creek, Wisconsin, United States | Oak Creek | Oak Creek | 42.8803 | -87.9009 | United States | US | USA | Wisconsin |  | 36325 | 1840003047
Oak Forest, Illinois, United States | Oak Forest | Oak Forest | 41.6054 | -87.7527 | United States | US | USA | Illinois |  | 27173 | 1840008132
Oak Grove, Oregon, United States | Oak Grove | Oak Grove | 45.4156 | -122.6349 | United States | US | USA | Oregon |  | 17183 | 1840018568
Oak Grove, South Carolina, United States | Oak Grove | Oak Grove | 33.9809 | -81.1438 | United States | US | USA | South Carolina |  | 10993 | 1840135088
Oak Grove, Minnesota, United States | Oak Grove | Oak Grove | 45.3409 | -93.3264 | United States | US | USA | Minnesota |  | 8917 | 1840007799
Oak Grove, Missouri, United States | Oak Grove | Oak Grove | 39.0077 | -94.1283 | United States | US | USA | Missouri |  | 8258 | 1840008533
Oak Grove, Kentucky, United States | Oak Grove | Oak Grove | 36.6686 | -87.4216 | United States | US | USA | Kentucky |  | 7320 | 1840014397
Oak Harbor, Washington, United States | Oak Harbor | Oak Harbor | 48.2965 | -122.6333 | United States | US | USA | Washington |  | 35228 | 1840019779
Oak Hill, West Virginia, United States | Oak Hill | Oak Hill | 37.9844 | -81.1277 | United States | US | USA | West Virginia |  | 8098 | 1840006297
Oak Hills, Oregon, United States | Oak Hills | Oak Hills | 45.5403 | -122.8413 | United States | US | USA | Oregon |  | 11962 | 1840034830
Oak Hills, California, United States | Oak Hills | Oak Hills | 34.3912 | -117.4125 | United States | US | USA | California |  | 9700 | 1840024934
Oak Hills Place, Louisiana, United States | Oak Hills Place | Oak Hills Place | 30.369 | -91.0887 | United States | US | USA | Louisiana |  | 9015 | 1840031107
Oak Island, North Carolina, United States | Oak Island | Oak Island | 33.9434 | -78.1366 | United States | US | USA | North Carolina |  | 13878 | 1840016688
Oak Lawn, Illinois, United States | Oak Lawn | Oak Lawn | 41.7139 | -87.7528 | United States | US | USA | Illinois |  | 55022 | 1840011306
Oak Park, Illinois, United States | Oak Park | Oak Park | 41.8872 | -87.7899 | United States | US | USA | Illinois |  | 52381 | 1840011307
Oak Park, Michigan, United States | Oak Park | Oak Park | 42.4649 | -83.1824 | United States | US | USA | Michigan |  | 29431 | 1840002424
Oak Park, California, United States | Oak Park | Oak Park | 34.1849 | -118.7669 | United States | US | USA | California |  | 13730 | 1840019198
Oak Park Heights, Minnesota, United States | Oak Park Heights | Oak Park Heights | 45.0324 | -92.8099 | United States | US | USA | Minnesota |  | 5003 | 1840007812
Oak Point, Texas, United States | Oak Point | Oak Point | 33.1803 | -96.9911 | United States | US | USA | Texas |  | 5762 | 1840020642
Oak Ridge, Florida, United States | Oak Ridge | Oak Ridge | 28.4727 | -81.4169 | United States | US | USA | Florida |  | 23712 | 1840029062
Oak Ridge, Tennessee, United States | Oak Ridge | Oak Ridge | 35.9639 | -84.2938 | United States | US | USA | Tennessee |  | 29156 | 1840014473
Oak Ridge, North Carolina, United States | Oak Ridge | Oak Ridge | 36.174 | -79.9916 | United States | US | USA | North Carolina |  | 7049 | 1840016141
Ōakashichō, Hyōgo, Japan | Ōakashichō | Oakashicho | 34.6431 | 134.9975 | Japan | JP | JPN | Hyōgo |  | 299094 | 1392000137
Oakbrook, Kentucky, United States | Oakbrook | Oakbrook | 38.9996 | -84.6797 | United States | US | USA | Kentucky |  | 9301 | 1840030814
Oakdale, Minnesota, United States | Oakdale | Oakdale | 44.9876 | -92.9641 | United States | US | USA | Minnesota |  | 27933 | 1840007813
Oakdale, California, United States | Oakdale | Oakdale | 37.7616 | -120.847 | United States | US | USA | California |  | 23596 | 1840020289
Oakdale, Louisiana, United States | Oakdale | Oakdale | 30.8157 | -92.6542 | United States | US | USA | Louisiana |  | 7656 | 1840015012
Oakdale, New York, United States | Oakdale | Oakdale | 40.7373 | -73.1345 | United States | US | USA | New York |  | 7231 | 1840005063
Oakengates, Telford and Wrekin, United Kingdom | Oakengates | Oakengates | 52.695 | -2.451 | United Kingdom | GB | GBR | Telford and Wrekin |  | 8517 | 1826612540
Oakham, Rutland, United Kingdom | Oakham | Oakham | 52.6705 | -0.7333 | United Kingdom | GB | GBR | Rutland |  | 10922 | 1826442570
Oakland, California, United States | Oakland | Oakland | 37.7903 | -122.2165 | United States | US | USA | California |  | 433031 | 1840020296
Oakland, New Jersey, United States | Oakland | Oakland | 41.0313 | -74.2408 | United States | US | USA | New Jersey |  | 12926 | 1840000912
Oakland, Tennessee, United States | Oakland | Oakland | 35.2256 | -89.5372 | United States | US | USA | Tennessee |  | 8891 | 1840016407
Oakland, Maine, United States | Oakland | Oakland | 44.5595 | -69.7328 | United States | US | USA | Maine |  | 6260 | 1840052940
Oakland Park, Florida, United States | Oakland Park | Oakland Park | 26.178 | -80.1528 | United States | US | USA | Florida |  | 45202 | 1840015139
Oakleaf Plantation, Florida, United States | Oakleaf Plantation | Oakleaf Plantation | 30.1689 | -81.8337 | United States | US | USA | Florida |  | 27252 | 1840039045
Oakley, California, United States | Oakley | Oakley | 37.9929 | -121.6951 | United States | US | USA | California |  | 42543 | 1840020279
Oakley, Hampshire, United Kingdom | Oakley | Oakley | 51.251 | -1.1764 | United Kingdom | GB | GBR | Hampshire |  | 5086 | 1826547704
Oakmont, Pennsylvania, United States | Oakmont | Oakmont | 40.5201 | -79.8365 | United States | US | USA | Pennsylvania |  | 6541 | 1840001250
Oakton, Virginia, United States | Oakton | Oakton | 38.8887 | -77.3016 | United States | US | USA | Virginia |  | 37185 | 1840006023
Oakville, Ontario, Canada | Oakville | Oakville | 43.45 | -79.6833 | Canada | CA | CAN | Ontario |  | 193832 | 1124080468
Oakville, Missouri, United States | Oakville | Oakville | 38.4472 | -90.3199 | United States | US | USA | Missouri |  | 36827 | 1840006121
Oakville, Connecticut, United States | Oakville | Oakville | 41.5923 | -73.0858 | United States | US | USA | Connecticut |  | 8929 | 1840003260
Oakwood, Ohio, United States | Oakwood | Oakwood | 39.7202 | -84.1733 | United States | US | USA | Ohio |  | 8936 | 1840003785
Ōarai, Ibaraki, Japan | Ōarai | Oarai | 36.3133 | 140.575 | Japan | JP | JPN | Ibaraki |  | 15992 | 1392502635
Oatfield, Oregon, United States | Oatfield | Oatfield | 45.4127 | -122.5942 | United States | US | USA | Oregon |  | 13531 | 1840034837
Oatlands, Tasmania, Australia | Oatlands | Oatlands | -42.2996 | 147.3666 | Australia | AU | AUS | Tasmania |  | 1157 | 1036926323
Oaxaca, Oaxaca, Mexico | Oaxaca | Oaxaca | 17.0833 | -96.75 | Mexico | MX | MEX | Oaxaca | admin | 300050 | 1484301467
Ob, Novosibirskaya Oblast’, Russia | Ob | Ob | 54.9917 | 82.7125 | Russia | RU | RUS | Novosibirskaya Oblast’ |  | 29194 | 1643161360
Obama, Fukui, Japan | Obama | Obama | 35.4956 | 135.7467 | Japan | JP | JPN | Fukui |  | 28538 | 1392050824
Oban, Argyll and Bute, United Kingdom | Oban | Oban | 56.412 | -5.472 | United Kingdom | GB | GBR | Argyll and Bute |  | 8575 | 1826954935
Obanazawa, Yamagata, Japan | Obanazawa | Obanazawa | 38.6008 | 140.4058 | Japan | JP | JPN | Yamagata |  | 15332 | 1392411470
Oberá, Misiones, Argentina | Oberá | Obera | -27.4833 | -55.1333 | Argentina | AR | ARG | Misiones | minor | 66112 | 1032099071
Oberasbach, Bavaria, Germany | Oberasbach | Oberasbach | 49.4219 | 10.9583 | Germany | DE | DEU | Bavaria |  | 17672 | 1276883001
Oberhausen, North Rhine-Westphalia, Germany | Oberhausen | Oberhausen | 51.4699 | 6.8514 | Germany | DE | DEU | North Rhine-Westphalia | minor | 210829 | 1276448936
Oberkirch, Baden-Württemberg, Germany | Oberkirch | Oberkirch | 48.5322 | 8.0786 | Germany | DE | DEU | Baden-Württemberg |  | 20066 | 1276739886
Oberkochen, Baden-Württemberg, Germany | Oberkochen | Oberkochen | 48.7839 | 10.1053 | Germany | DE | DEU | Baden-Württemberg |  | 7895 | 1276678198
Oberlin, Ohio, United States | Oberlin | Oberlin | 41.2857 | -82.2197 | United States | US | USA | Ohio |  | 7882 | 1840008209
Oberlungwitz, Saxony, Germany | Oberlungwitz | Oberlungwitz | 50.7833 | 12.7167 | Germany | DE | DEU | Saxony |  | 5881 | 1276381845
Obernburg am Main, Bavaria, Germany | Obernburg am Main | Obernburg am Main | 49.84 | 9.1414 | Germany | DE | DEU | Bavaria |  | 8712 | 1276112630
Oberndorf bei Salzburg, Salzburg, Austria | Oberndorf bei Salzburg | Oberndorf bei Salzburg | 47.9417 | 12.9417 | Austria | AT | AUT | Salzburg |  | 5815 | 1040531486
Obernkirchen, Lower Saxony, Germany | Obernkirchen | Obernkirchen | 52.2664 | 9.1178 | Germany | DE | DEU | Lower Saxony |  | 9246 | 1276033571
Ober-Ramstadt, Hesse, Germany | Ober-Ramstadt | Ober-Ramstadt | 49.8333 | 8.75 | Germany | DE | DEU | Hesse |  | 15130 | 1276189736
Oberstdorf, Bavaria, Germany | Oberstdorf | Oberstdorf | 47.4097 | 10.2792 | Germany | DE | DEU | Bavaria |  | 9707 | 1276143452
Obertshausen, Hesse, Germany | Obertshausen | Obertshausen | 50.0715 | 8.8482 | Germany | DE | DEU | Hesse |  | 24943 | 1276455006
Oberursel, Hesse, Germany | Oberursel | Oberursel | 50.2028 | 8.5769 | Germany | DE | DEU | Hesse |  | 46248 | 1276288354
Oberviechtach, Bavaria, Germany | Oberviechtach | Oberviechtach | 49.4667 | 12.4167 | Germany | DE | DEU | Bavaria |  | 5030 | 1276565064
Oberwart, Burgenland, Austria | Oberwart | Oberwart | 47.2878 | 16.2031 | Austria | AT | AUT | Burgenland | minor | 7572 | 1040589942
Oberwil, Basel-Landschaft, Switzerland | Oberwil | Oberwil | 47.5135 | 7.5546 | Switzerland | CH | CHE | Basel-Landschaft |  | 11136 | 1756150153
Obetz, Ohio, United States | Obetz | Obetz | 39.8671 | -82.9451 | United States | US | USA | Ohio |  | 5196 | 1840012408
Óbidos, Pará, Brazil | Óbidos | Obidos | -1.91 | -55.52 | Brazil | BR | BRA | Pará |  | 27587 | 1076197849
Óbidos, Leiria, Portugal | Óbidos | Obidos | 39.3585 | -9.176 | Portugal | PT | PRT | Leiria | minor | 11689 | 1620276354
Obiliq, Obiliq, Kosovo | Obiliq | Obiliq | 42.69 | 21.0778 | Kosovo | XK | XKS | Obiliq | admin | 21549 | 1901102771
Ōbiraki, Aomori, Japan | Ōbiraki | Obiraki | 40.57 | 140.47 | Japan | JP | JPN | Aomori |  | 174972 | 1392794397
Obita, Nagasaki, Japan | Obita | Obita | 32.8253 | 129.875 | Japan | JP | JPN | Nagasaki |  | 41630 | 1392972610
Obleševo, Češinovo-Obleševo, Macedonia | Obleševo | Oblesevo | 41.8833 | 22.3339 | Macedonia | MK | MKD | Češinovo-Obleševo | admin |  | 1807758244
Obluchye, Yevreyskaya Avtonomnaya Oblast’, Russia | Obluchye | Obluchye | 49 | 131.05 | Russia | RU | RUS | Yevreyskaya Avtonomnaya Oblast’ |  | 8540 | 1643987123
Obninsk, Kaluzhskaya Oblast’, Russia | Obninsk | Obninsk | 55.1 | 36.6167 | Russia | RU | RUS | Kaluzhskaya Oblast’ |  | 115029 | 1643426054
Obo, Haut-Mbomou, Central African Republic | Obo | Obo | 5.4 | 26.5 | Central African Republic | CF | CAF | Haut-Mbomou | admin | 12887 | 1140533897
Obock, Obock, Djibouti | Obock | Obock | 11.9667 | 43.2833 | Djibouti | DJ | DJI | Obock | admin | 21200 | 1262002221
Oborniki, Wielkopolskie, Poland | Oborniki | Oborniki | 52.65 | 16.8167 | Poland | PL | POL | Wielkopolskie | minor | 17895 | 1616127510
Oboyan, Kurskaya Oblast’, Russia | Oboyan | Oboyan | 51.2088 | 36.2637 | Russia | RU | RUS | Kurskaya Oblast’ |  | 13413 | 1643628324
Ōbu, Aichi, Japan | Ōbu | Obu | 35.0167 | 136.9667 | Japan | JP | JPN | Aichi |  | 92101 | 1392870664
Obuase, Ashanti, Ghana | Obuase | Obuase | 6.2 | -1.6833 | Ghana | GH | GHA | Ashanti |  | 180460 | 1288615192
Obukhiv, Kyyivs’ka Oblast’, Ukraine | Obukhiv | Obukhiv | 50.1 | 30.6167 | Ukraine | UA | UKR | Kyyivs’ka Oblast’ | minor | 33204 | 1804079919
Obuse, Nagano, Japan | Obuse | Obuse | 36.6978 | 138.3122 | Japan | JP | JPN | Nagano |  | 10454 | 1392708424
Ocala, Florida, United States | Ocala | Ocala | 29.178 | -82.1511 | United States | US | USA | Florida |  | 169383 | 1840015067
Ocampo, Guanajuato, Mexico | Ocampo | Ocampo | 21.65 | -101.5 | Mexico | MX | MEX | Guanajuato | minor | 23500 | 1484510581
Ocampo, Tamaulipas, Mexico | Ocampo | Ocampo | 22.8444 | -99.3358 | Mexico | MX | MEX | Tamaulipas | minor | 5095 | 1484097897
Ocaña, Norte de Santander, Colombia | Ocaña | Ocana | 8.2404 | -73.35 | Colombia | CO | COL | Norte de Santander | minor | 83511 | 1170754105
Ocatlán, Tlaxcala, Mexico | Ocatlán | Ocatlan | 19.3167 | -98.2283 | Mexico | MX | MEX | Tlaxcala |  | 22082 | 1484715262
Ocean, New Jersey, United States | Ocean | Ocean | 40.2519 | -74.0392 | United States | US | USA | New Jersey |  | 26821 | 1840056382
Ocean Acres, New Jersey, United States | Ocean Acres | Ocean Acres | 39.743 | -74.2804 | United States | US | USA | New Jersey |  | 16803 | 1840033483
Ocean Bluff-Brant Rock, Massachusetts, United States | Ocean Bluff-Brant Rock | Ocean Bluff-Brant Rock | 42.1006 | -70.6625 | United States | US | USA | Massachusetts |  | 5190 | 1840073527
Ocean City, New Jersey, United States | Ocean City | Ocean City | 39.2682 | -74.6019 | United States | US | USA | New Jersey |  | 10971 | 1840001598
Ocean City, Maryland, United States | Ocean City | Ocean City | 38.3998 | -75.0715 | United States | US | USA | Maryland |  | 6944 | 1840006259
Ocean City, Florida, United States | Ocean City | Ocean City | 30.4398 | -86.6071 | United States | US | USA | Florida |  | 5949 | 1840013922
Ocean Pines, Maryland, United States | Ocean Pines | Ocean Pines | 38.3825 | -75.1475 | United States | US | USA | Maryland |  | 12246 | 1840006252
Ocean Pointe, Hawaii, United States | Ocean Pointe | Ocean Pointe | 21.3145 | -158.0289 | United States | US | USA | Hawaii |  | 14037 | 1840039242
Ocean Shores, Washington, United States | Ocean Shores | Ocean Shores | 46.9685 | -124.1521 | United States | US | USA | Washington |  | 6085 | 1840019849
Ocean Shores, New South Wales, Australia | Ocean Shores | Ocean Shores | -28.5092 | 153.5375 | Australia | AU | AUS | New South Wales |  | 5137 | 1036584832
Ocean Springs, Mississippi, United States | Ocean Springs | Ocean Springs | 30.4082 | -88.7861 | United States | US | USA | Mississippi |  | 17862 | 1840015017
Ocean View, Delaware, United States | Ocean View | Ocean View | 38.5355 | -75.0984 | United States | US | USA | Delaware |  | 14360 | 1840006082
Oceano, California, United States | Oceano | Oceano | 35.1019 | -120.609 | United States | US | USA | California |  | 7678 | 1840019123
Oceanport, New Jersey, United States | Oceanport | Oceanport | 40.316 | -74.0205 | United States | US | USA | New Jersey |  | 5722 | 1840001365
Oceanside, California, United States | Oceanside | Oceanside | 33.2247 | -117.3083 | United States | US | USA | California |  | 175742 | 1840020623
Oceanside, New York, United States | Oceanside | Oceanside | 40.6328 | -73.6364 | United States | US | USA | New York |  | 31185 | 1840005246
Ochakiv, Mykolayivs’ka Oblast’, Ukraine | Ochakiv | Ochakiv | 46.6186 | 31.5392 | Ukraine | UA | UKR | Mykolayivs’ka Oblast’ | minor | 14705 | 1804376560
Ochamchire, Abkhazia, Georgia | Ochamchire | Ochamchire | 42.71 | 41.47 | Georgia | GE | GEO | Abkhazia |  | 5280 | 1268462696
Ochër, Permskiy Kray, Russia | Ochër | Ocher | 57.8833 | 54.7167 | Russia | RU | RUS | Permskiy Kray |  | 14226 | 1643072449
Ochi, Kōchi, Japan | Ochi | Ochi | 33.5328 | 133.2519 | Japan | JP | JPN | Kōchi |  | 5324 | 1392035701
Ochsenfurt, Bavaria, Germany | Ochsenfurt | Ochsenfurt | 49.6711 | 10.0498 | Germany | DE | DEU | Bavaria |  | 11319 | 1276225092
Ochsenhausen, Baden-Württemberg, Germany | Ochsenhausen | Ochsenhausen | 48.0722 | 9.9481 | Germany | DE | DEU | Baden-Württemberg |  | 8856 | 1276059571
Ochtrup, North Rhine-Westphalia, Germany | Ochtrup | Ochtrup | 52.2056 | 7.1903 | Germany | DE | DEU | North Rhine-Westphalia |  | 19636 | 1276195349
Ocna Mureş, Alba, Romania | Ocna Mureş | Ocna Mures | 46.39 | 23.86 | Romania | RO | ROU | Alba |  | 13036 | 1642234121
Ocniţa, Ocniţa, Moldova | Ocniţa | Ocnita | 48.4167 | 27.4833 | Moldova | MD | MDA | Ocniţa | admin | 7254 | 1498334915
Ocoee, Florida, United States | Ocoee | Ocoee | 28.5787 | -81.5338 | United States | US | USA | Florida |  | 48263 | 1840015098
Oconomowoc, Wisconsin, United States | Oconomowoc | Oconomowoc | 43.0995 | -88.495 | United States | US | USA | Wisconsin |  | 16981 | 1840003027
Ocosingo, Chiapas, Mexico | Ocosingo | Ocosingo | 16.9072 | -92.0961 | Mexico | MX | MEX | Chiapas | minor | 41878 | 1484937914
Ocotal, Nueva Segovia, Nicaragua | Ocotal | Ocotal | 13.6333 | -86.4833 | Nicaragua | NI | NIC | Nueva Segovia | admin | 34580 | 1558006000
Ocoyoacac, Morelos, Mexico | Ocoyoacac | Ocoyoacac | 19.2739 | -99.4606 | Mexico | MX | MEX | Morelos | minor | 61805 | 1484479100
Ócsa, Pest, Hungary | Ócsa | Ocsa | 47.2933 | 19.2258 | Hungary | HU | HUN | Pest |  | 9325 | 1348733489
Ocuilan de Arteaga, México, Mexico | Ocuilan de Arteaga | Ocuilan de Arteaga | 19 | -99.4 | Mexico | MX | MEX | México | minor | 26332 | 1484570544
Ocumare del Tuy, Miranda, Venezuela | Ocumare del Tuy | Ocumare del Tuy | 10.1136 | -66.7814 | Venezuela | VE | VEN | Miranda | minor | 150000 | 1862015576
Ōdachō-ōda, Shimane, Japan | Ōdachō-ōda | Odacho-oda | 35.1922 | 132.4997 | Japan | JP | JPN | Shimane |  | 32848 | 1392184583
Ōdate, Akita, Japan | Ōdate | Odate | 40.2717 | 140.5647 | Japan | JP | JPN | Akita |  | 70085 | 1392257761
Odemira, Beja, Portugal | Odemira | Odemira | 37.5833 | -8.6333 | Portugal | PT | PRT | Beja | minor | 26066 | 1620717332
Ödemiş, İzmir, Turkey | Ödemiş | Odemis | 38.2311 | 27.9719 | Turkey | TR | TUR | İzmir | minor | 132511 | 1792140925
Odense, Syddanmark, Denmark | Odense | Odense | 55.4004 | 10.3833 | Denmark | DK | DNK | Syddanmark | minor | 158222 | 1208194249
Odenton, Maryland, United States | Odenton | Odenton | 39.0661 | -76.6939 | United States | US | USA | Maryland |  | 41846 | 1840005912
Odesa, Odes’ka Oblast’, Ukraine | Odesa | Odesa | 46.4775 | 30.7326 | Ukraine | UA | UKR | Odes’ka Oblast’ | admin | 1010783 | 1804178102
Odessa, Texas, United States | Odessa | Odessa | 31.8831 | -102.3406 | United States | US | USA | Texas |  | 155998 | 1840020794
Odessa, Florida, United States | Odessa | Odessa | 28.182 | -82.553 | United States | US | USA | Florida |  | 8517 | 1840014121
Odessa, Missouri, United States | Odessa | Odessa | 38.9988 | -93.9666 | United States | US | USA | Missouri |  | 5146 | 1840008526
Odienné, Denguélé, Côte D’Ivoire | Odienné | Odienne | 9.5 | -7.5667 | Côte D’Ivoire | CI | CIV | Denguélé | admin | 49857 | 1384967993
Odintsovo, Moskovskaya Oblast’, Russia | Odintsovo | Odintsovo | 55.6733 | 37.2733 | Russia | RU | RUS | Moskovskaya Oblast’ |  | 140537 | 1643102939
Odivelas, Lisboa, Portugal | Odivelas | Odivelas | 38.8 | -9.1833 | Portugal | PT | PRT | Lisboa | minor | 144549 | 1620010482
Odobeşti, Vrancea, Romania | Odobeşti | Odobesti | 45.7497 | 27.1155 | Romania | RO | ROU | Vrancea |  | 9364 | 1642659916
Odolena Voda, Středočeský Kraj, Czechia | Odolena Voda | Odolena Voda | 50.2335 | 14.4109 | Czechia | CZ | CZE | Středočeský Kraj |  | 6136 | 1203374878
Odranci, Odranci, Slovenia | Odranci | Odranci | 46.5833 | 16.2833 | Slovenia | SI | SVN | Odranci | admin |  | 1705912877
Odry, Moravskoslezský Kraj, Czechia | Odry | Odry | 49.6625 | 17.8309 | Czechia | CZ | CZE | Moravskoslezský Kraj |  | 7285 | 1203190683
Odžaci, Odžaci, Serbia | Odžaci | Odzaci | 45.5167 | 19.2667 | Serbia | RS | SRB | Odžaci | admin | 9021 | 1688373834
Oebisfelde, Saxony-Anhalt, Germany | Oebisfelde | Oebisfelde | 52.4333 | 10.9833 | Germany | DE | DEU | Saxony-Anhalt |  | 7341 | 1276898332
Oederan, Saxony, Germany | Oederan | Oederan | 50.8617 | 13.1672 | Germany | DE | DEU | Saxony |  | 8002 | 1276335906
Oeiras, Lisboa, Portugal | Oeiras | Oeiras | 38.697 | -9.3017 | Portugal | PT | PRT | Lisboa | minor | 172120 | 1620375757
Oelde, North Rhine-Westphalia, Germany | Oelde | Oelde | 51.8258 | 8.1436 | Germany | DE | DEU | North Rhine-Westphalia |  | 29326 | 1276826099
Oelsnitz, Saxony, Germany | Oelsnitz | Oelsnitz | 50.4167 | 12.1667 | Germany | DE | DEU | Saxony |  | 10285 | 1276364084
Oelwein, Iowa, United States | Oelwein | Oelwein | 42.6715 | -91.9133 | United States | US | USA | Iowa |  | 6433 | 1840008007
Oer-Erkenschwick, North Rhine-Westphalia, Germany | Oer-Erkenschwick | Oer-Erkenschwick | 51.6422 | 7.2508 | Germany | DE | DEU | North Rhine-Westphalia |  | 31442 | 1276269090
Oerlinghausen, North Rhine-Westphalia, Germany | Oerlinghausen | Oerlinghausen | 51.9667 | 8.6667 | Germany | DE | DEU | North Rhine-Westphalia |  | 17286 | 1276933659
Oestrich-Winkel, Rhineland-Palatinate, Germany | Oestrich-Winkel | Oestrich-Winkel | 50.0085 | 8.0199 | Germany | DE | DEU | Rhineland-Palatinate |  | 11869 | 1276526238
Oettingen in Bayern, Bavaria, Germany | Oettingen in Bayern | Oettingen in Bayern | 48.95 | 10.5833 | Germany | DE | DEU | Bavaria |  | 5142 | 1276373051
Of, Trabzon, Turkey | Of | Of | 40.945 | 40.2644 | Turkey | TR | TUR | Trabzon | minor | 43499 | 1792121137
O'Fallon, Missouri, United States | O'Fallon | O'Fallon | 38.785 | -90.7175 | United States | US | USA | Missouri |  | 88673 | 1840008571
O'Fallon, Illinois, United States | O'Fallon | O'Fallon | 38.5976 | -89.9155 | United States | US | USA | Illinois |  | 29583 | 1840008632
Ofaqim, Southern, Israel | Ofaqim | Ofaqim | 31.2833 | 34.6167 | Israel | IL | ISR | Southern |  | 27771 | 1376992458
Offenburg, Baden-Württemberg, Germany | Offenburg | Offenburg | 48.4708 | 7.9408 | Germany | DE | DEU | Baden-Württemberg | minor | 59646 | 1276214401
Offutt AFB, Nebraska, United States | Offutt AFB | Offutt AFB | 41.1207 | -95.9209 | United States | US | USA | Nebraska |  | 5074 | 1840073770
Oficina María Elena, Antofagasta, Chile | Oficina María Elena | Oficina Maria Elena | -22.35 | -69.67 | Chile | CL | CHL | Antofagasta |  | 2370 | 1152876089
Oftringen, Aargau, Switzerland | Oftringen | Oftringen | 47.315 | 7.9236 | Switzerland | CH | CHE | Aargau |  | 13791 | 1756569554
Ōfunato, Iwate, Japan | Ōfunato | Ofunato | 39.0822 | 141.7083 | Japan | JP | JPN | Iwate |  | 35535 | 1392009967
Oga, Akita, Japan | Oga | Oga | 39.8867 | 139.8478 | Japan | JP | JPN | Akita |  | 25634 | 1392185256
Ōgaki, Gifu, Japan | Ōgaki | Ogaki | 35.3594 | 136.6128 | Japan | JP | JPN | Gifu |  | 158911 | 1392727505
Ogano, Saitama, Japan | Ogano | Ogano | 36.0172 | 139.0086 | Japan | JP | JPN | Saitama |  | 11078 | 1392226506
Ogawa, Saitama, Japan | Ogawa | Ogawa | 36.0567 | 139.2619 | Japan | JP | JPN | Saitama |  | 29137 | 1392897605
Ogbomoso, Oyo, Nigeria | Ogbomoso | Ogbomoso | 8.1333 | 4.25 | Nigeria | NG | NGA | Oyo | minor | 1032000 | 1566373448
Ogden, Utah, United States | Ogden | Ogden | 41.2278 | -111.9682 | United States | US | USA | Utah |  | 578523 | 1840020135
Ogden, New York, United States | Ogden | Ogden | 43.1646 | -77.822 | United States | US | USA | New York |  | 20120 | 1840087746
Ogden, North Carolina, United States | Ogden | Ogden | 34.2656 | -77.7965 | United States | US | USA | North Carolina |  | 7692 | 1840013633
Ogdensburg, New York, United States | Ogdensburg | Ogdensburg | 44.7088 | -75.4717 | United States | US | USA | New York |  | 10638 | 1840000297
Ogimachi, Saga, Japan | Ogimachi | Ogimachi | 33.2506 | 130.2017 | Japan | JP | JPN | Saga |  | 43617 | 1392963312
Ogose, Saitama, Japan | Ogose | Ogose | 35.9644 | 139.2942 | Japan | JP | JPN | Saitama |  | 11098 | 1392027157
Ogōshi, Kumamoto, Japan | Ogōshi | Ogoshi | 32.8858 | 130.7897 | Japan | JP | JPN | Kumamoto |  | 61531 | 1392448942
Ogre, Ogres Novads, Latvia | Ogre | Ogre | 56.8169 | 24.6047 | Latvia | LV | LVA | Ogres Novads | admin | 23533 | 1428832851
Ogunimachi, Yamagata, Japan | Ogunimachi | Ogunimachi | 38.0614 | 139.7433 | Japan | JP | JPN | Yamagata |  | 7142 | 1392624469
Oğuz, Oğuz, Azerbaijan | Oğuz | Oguz | 41.0714 | 47.4653 | Azerbaijan | AZ | AZE | Oğuz | admin | 7400 | 1031370337
O'Hara, Pennsylvania, United States | O'Hara | O'Hara | 40.5092 | -79.895 | United States | US | USA | Pennsylvania |  | 8768 | 1840146056
Ohio, Pennsylvania, United States | Ohio | Ohio | 40.5425 | -80.0926 | United States | US | USA | Pennsylvania |  | 6308 | 1840141803
Ohrdruf, Thuringia, Germany | Ohrdruf | Ohrdruf | 50.8281 | 10.7328 | Germany | DE | DEU | Thuringia |  | 9784 | 1276929737
Ohrid, Ohrid, Macedonia | Ohrid | Ohrid | 41.1169 | 20.8019 | Macedonia | MK | MKD | Ohrid | admin | 55749 | 1807586875
Öhringen, Baden-Württemberg, Germany | Öhringen | Ohringen | 49.2 | 9.5 | Germany | DE | DEU | Baden-Württemberg |  | 24374 | 1276641265
Oiapoque, Amapá, Brazil | Oiapoque | Oiapoque | 3.8428 | -51.835 | Brazil | BR | BRA | Amapá |  | 24263 | 1076048629
Oil City, Pennsylvania, United States | Oil City | Oil City | 41.4282 | -79.7035 | United States | US | USA | Pennsylvania |  | 13935 | 1840003426
Oildale, California, United States | Oildale | Oildale | 35.4249 | -119.0279 | United States | US | USA | California |  | 34723 | 1840019137
Ōishida, Yamagata, Japan | Ōishida | Oishida | 38.5939 | 140.3728 | Japan | JP | JPN | Yamagata |  | 6713 | 1392447005
Ōiso, Kanagawa, Japan | Ōiso | Oiso | 35.3069 | 139.3114 | Japan | JP | JPN | Kanagawa |  | 31284 | 1392342585
Ōita, Ōita, Japan | Ōita | Oita | 33.2333 | 131.6067 | Japan | JP | JPN | Ōita | admin | 477701 | 1392081193
Ojai, California, United States | Ojai | Ojai | 34.4487 | -119.2469 | United States | US | USA | California |  | 7470 | 1840020473
Ojinaga, Chihuahua, Mexico | Ojinaga | Ojinaga | 29.5644 | -104.4164 | Mexico | MX | MEX | Chihuahua | minor | 28040 | 1484761843
Ojo Caliente, Aguascalientes, Mexico | Ojo Caliente | Ojo Caliente | 21.8606 | -102.684 | Mexico | MX | MEX | Aguascalientes |  | 6914 | 1484383643
Ojuelos de Jalisco, Jalisco, Mexico | Ojuelos de Jalisco | Ojuelos de Jalisco | 21.8642 | -101.5933 | Mexico | MX | MEX | Jalisco | minor | 32357 | 1484896796
Ojus, Florida, United States | Ojus | Ojus | 25.9563 | -80.1606 | United States | US | USA | Florida |  | 17462 | 1840028742
Okahandja, Otjozondjupa, Namibia | Okahandja | Okahandja | -21.9796 | 16.91 | Namibia | NA | NAM | Otjozondjupa |  | 20879 | 1516123978
Okara, Punjab, Pakistan | Okara | Okara | 30.81 | 73.4597 | Pakistan | PK | PAK | Punjab | minor | 232386 | 1586880900
Okayama, Okayama, Japan | Okayama | Okayama | 34.65 | 133.9167 | Japan | JP | JPN | Okayama | admin | 720865 | 1392954750
Okazaki, Aichi, Japan | Okazaki | Okazaki | 34.95 | 137.1667 | Japan | JP | JPN | Aichi |  | 387294 | 1392862345
Okeechobee, Florida, United States | Okeechobee | Okeechobee | 27.2414 | -80.8298 | United States | US | USA | Florida |  | 26256 | 1840015118
Okehampton, Devon, United Kingdom | Okehampton | Okehampton | 50.7388 | -4.0041 | United Kingdom | GB | GBR | Devon |  | 5922 | 1826619519
Okemos, Michigan, United States | Okemos | Okemos | 42.7057 | -84.4135 | United States | US | USA | Michigan |  | 23912 | 1840004502
Okha, Sakhalinskaya Oblast’, Russia | Okha | Okha | 53.5833 | 142.9333 | Russia | RU | RUS | Sakhalinskaya Oblast’ |  | 20715 | 1643780649
Okhansk, Permskiy Kray, Russia | Okhansk | Okhansk | 57.7167 | 55.3833 | Russia | RU | RUS | Permskiy Kray | minor | 7087 | 1643550283
Okhotsk, Khabarovskiy Kray, Russia | Okhotsk | Okhotsk | 59.383 | 143.217 | Russia | RU | RUS | Khabarovskiy Kray |  | 5570 | 1643017106
Okhtyrka, Sums’ka Oblast’, Ukraine | Okhtyrka | Okhtyrka | 50.3074 | 34.9016 | Ukraine | UA | UKR | Sums’ka Oblast’ | minor | 47971 | 1804074587
Oklahoma City, Oklahoma, United States | Oklahoma City | Oklahoma City | 35.4676 | -97.5136 | United States | US | USA | Oklahoma | admin | 972943 | 1840020428
Okmulgee, Oklahoma, United States | Okmulgee | Okmulgee | 35.6136 | -96.0069 | United States | US | USA | Oklahoma |  | 13357 | 1840020400
Okondja, Haut-Ogooué, Gabon | Okondja | Okondja | -0.6829 | 13.7833 | Gabon | GA | GAB | Haut-Ogooué |  | 7155 | 1266588926
Okotoks, Alberta, Canada | Okotoks | Okotoks | 50.725 | -113.975 | Canada | CA | CAN | Alberta |  | 28881 | 1124521470
Oktyabr’sk, Aqtöbe, Kazakhstan | Oktyabr’sk | Oktyabr'sk | 49.4731 | 57.4449 | Kazakhstan | KZ | KAZ | Aqtöbe |  | 28196 | 1398394723
Oktyabr’skiy, Bashkortostan, Russia | Oktyabr’skiy | Oktyabr'skiy | 54.4833 | 53.4833 | Russia | RU | RUS | Bashkortostan |  | 113929 | 1643301615
Oktyabrsk, Samarskaya Oblast’, Russia | Oktyabrsk | Oktyabrsk | 53.1667 | 48.6667 | Russia | RU | RUS | Samarskaya Oblast’ |  | 26438 | 1643865779
Oktyabrskiy, Kamchatskiy Kray, Russia | Oktyabrskiy | Oktyabrskiy | 52.6636 | 156.2387 | Russia | RU | RUS | Kamchatskiy Kray |  | 67386 | 1643010084
Ol Kalou, Nyandarua, Kenya | Ol Kalou | Ol Kalou | -0.2643 | 36.3788 | Kenya | KE | KEN | Nyandarua | admin |  | 1404930645
Olaine, Olaines Novads, Latvia | Olaine | Olaine | 56.7844 | 23.9369 | Latvia | LV | LVA | Olaines Novads | admin | 11132 | 1428220700
Olanchito, Yoro, Honduras | Olanchito | Olanchito | 15.4833 | -86.5833 | Honduras | HN | HND | Yoro |  | 22500 | 1340362964
Olathe, Kansas, United States | Olathe | Olathe | 38.8832 | -94.8198 | United States | US | USA | Kansas |  | 140545 | 1840003833
Olavarría, Buenos Aires, Argentina | Olavarría | Olavarria | -36.9 | -60.3333 | Argentina | AR | ARG | Buenos Aires | minor | 86320 | 1032373353
Olbernhau, Saxony, Germany | Olbernhau | Olbernhau | 50.6667 | 13.3333 | Germany | DE | DEU | Saxony |  | 10991 | 1276224877
Olbia, Sardegna, Italy | Olbia | Olbia | 40.9143 | 9.5151 | Italy | IT | ITA | Sardegna | minor | 45366 | 1380424474
Olching, Bavaria, Germany | Olching | Olching | 48.2 | 11.3167 | Germany | DE | DEU | Bavaria |  | 27741 | 1276458023
Old Bethpage, New York, United States | Old Bethpage | Old Bethpage | 40.7557 | -73.4544 | United States | US | USA | New York |  | 5522 | 1840005247
Old Bridge, New Jersey, United States | Old Bridge | Old Bridge | 40.4004 | -74.3126 | United States | US | USA | New Jersey |  | 65935 | 1840081688
Old Chelsea, Quebec, Canada | Old Chelsea | Old Chelsea | 45.5 | -75.7833 | Canada | CA | CAN | Quebec |  | 6909 | 1124835028
Old Colwyn, Conwy, United Kingdom | Old Colwyn | Old Colwyn | 53.291 | -3.704 | United Kingdom | GB | GBR | Conwy |  | 8113 | 1826316600
Old Fig Garden, California, United States | Old Fig Garden | Old Fig Garden | 36.7989 | -119.8051 | United States | US | USA | California |  | 5529 | 1840076004
Old Forge, Pennsylvania, United States | Old Forge | Old Forge | 41.3705 | -75.7409 | United States | US | USA | Pennsylvania |  | 7894 | 1840003387
Old Greenwich, Connecticut, United States | Old Greenwich | Old Greenwich | 41.0253 | -73.5691 | United States | US | USA | Connecticut |  | 6819 | 1840026284
Old Harbour, Saint Catherine, Jamaica | Old Harbour | Old Harbour | 17.9414 | -77.109 | Jamaica | JM | JAM | Saint Catherine |  | 28665 | 1388632984
Old Jamestown, Missouri, United States | Old Jamestown | Old Jamestown | 38.8394 | -90.2847 | United States | US | USA | Missouri |  | 19439 | 1840039632
Old Jefferson, Louisiana, United States | Old Jefferson | Old Jefferson | 30.3776 | -91.006 | United States | US | USA | Louisiana |  | 8065 | 1840031108
Old Lyme, Connecticut, United States | Old Lyme | Old Lyme | 41.32 | -72.3034 | United States | US | USA | Connecticut |  | 7431 | 1840035523
Old Orchard Beach, Maine, United States | Old Orchard Beach | Old Orchard Beach | 43.5239 | -70.3904 | United States | US | USA | Maine |  | 8809 | 1840052942
Old Saybrook, Connecticut, United States | Old Saybrook | Old Saybrook | 41.3017 | -72.3857 | United States | US | USA | Connecticut |  | 10118 | 1840045060
Old Tappan, New Jersey, United States | Old Tappan | Old Tappan | 41.0163 | -73.9856 | United States | US | USA | New Jersey |  | 5894 | 1840000913
Old Town, Maine, United States | Old Town | Old Town | 44.9491 | -68.7249 | United States | US | USA | Maine |  | 7431 | 1840000240
Oldbury, Sandwell, United Kingdom | Oldbury | Oldbury | 52.505 | -2.0159 | United Kingdom | GB | GBR | Sandwell |  | 25488 | 1826772887
Oldeani, Arusha, Tanzania | Oldeani | Oldeani | -3.3496 | 35.55 | Tanzania | TZ | TZA | Arusha |  | 8000 | 1834474820
Oldenburg, Lower Saxony, Germany | Oldenburg | Oldenburg | 53.1439 | 8.2139 | Germany | DE | DEU | Lower Saxony | minor | 168210 | 1276946953
Oldenburg in Holstein, Schleswig-Holstein, Germany | Oldenburg in Holstein | Oldenburg in Holstein | 54.2922 | 10.8867 | Germany | DE | DEU | Schleswig-Holstein |  | 9833 | 1276671809
Oldham, Oldham, United Kingdom | Oldham | Oldham | 53.5444 | -2.1169 | United Kingdom | GB | GBR | Oldham |  | 96555 | 1826716070
Olds, Alberta, Canada | Olds | Olds | 51.7928 | -114.1067 | Canada | CA | CAN | Alberta |  | 9184 | 1124330412
Oldsmar, Florida, United States | Oldsmar | Oldsmar | 28.0507 | -82.6698 | United States | US | USA | Florida |  | 15061 | 1840015111
Olean, New York, United States | Olean | Olean | 42.0819 | -78.4321 | United States | US | USA | New York |  | 20755 | 1840000452
Olecko, Warmińsko-Mazurskie, Poland | Olecko | Olecko | 54.0333 | 22.5 | Poland | PL | POL | Warmińsko-Mazurskie | minor | 16508 | 1616175752
Oleiros, Castelo Branco, Portugal | Oleiros | Oleiros | 39.9167 | -7.9167 | Portugal | PT | PRT | Castelo Branco | minor | 5721 | 1620323086
Olëkminsk, Sakha (Yakutiya), Russia | Olëkminsk | Olekminsk | 60.3833 | 120.4333 | Russia | RU | RUS | Sakha (Yakutiya) |  | 9213 | 1643265838
Oleksandrivsk, Luhans’ka Oblast’, Ukraine | Oleksandrivsk | Oleksandrivsk | 48.5833 | 39.1833 | Ukraine | UA | UKR | Luhans’ka Oblast’ |  | 6709 | 1804689452
Olenegorsk, Murmanskaya Oblast’, Russia | Olenegorsk | Olenegorsk | 68.15 | 33.2833 | Russia | RU | RUS | Murmanskaya Oblast’ |  | 20847 | 1643381812
Olenëk, Sakha (Yakutiya), Russia | Olenëk | Olenek | 68.525 | 112.45 | Russia | RU | RUS | Sakha (Yakutiya) |  | 10 | 1643535703
Olevsk, Zhytomyrs’ka Oblast’, Ukraine | Olevsk | Olevsk | 51.2278 | 27.6481 | Ukraine | UA | UKR | Zhytomyrs’ka Oblast’ | minor | 10457 | 1804287361
Olfen, North Rhine-Westphalia, Germany | Olfen | Olfen | 51.7086 | 7.38 | Germany | DE | DEU | North Rhine-Westphalia |  | 12846 | 1276474415
Ölgiy, Bayan-Ölgiy, Mongolia | Ölgiy | Olgiy | 48.9656 | 89.9632 | Mongolia | MN | MNG | Bayan-Ölgiy | admin | 28496 | 1496290857
Olhão, Faro, Portugal | Olhão | Olhao | 37.0278 | -7.8389 | Portugal | PT | PRT | Faro | minor | 45396 | 1620090779
Olímpia, São Paulo, Brazil | Olímpia | Olimpia | -20.7369 | -48.915 | Brazil | BR | BRA | São Paulo |  | 53360 | 1076866347
Olinda, Pernambuco, Brazil | Olinda | Olinda | -8 | -34.85 | Brazil | BR | BRA | Pernambuco |  | 921840 | 1076784718
Olival, Porto, Portugal | Olival | Olival | 41.0711 | -8.5272 | Portugal | PT | PRT | Porto |  | 5812 | 1620630570
Olive Branch, Mississippi, United States | Olive Branch | Olive Branch | 34.961 | -89.8469 | United States | US | USA | Mississippi |  | 38924 | 1840014641
Olivehurst, California, United States | Olivehurst | Olivehurst | 39.0817 | -121.5549 | United States | US | USA | California |  | 13309 | 1840018801
Oliveira do Bairro, Aveiro, Portugal | Oliveira do Bairro | Oliveira do Bairro | 40.5167 | -8.5 | Portugal | PT | PRT | Aveiro | minor | 23028 | 1620488479
Olivenza, Extremadura, Spain | Olivenza | Olivenza | 38.6857 | -7.1007 | Spain | ES | ESP | Extremadura |  | 11963 | 1724189870
Oliver Paipoonge, Ontario, Canada | Oliver Paipoonge | Oliver Paipoonge | 48.39 | -89.52 | Canada | CA | CAN | Ontario |  | 5922 | 1124000729
Olivet, Centre-Val de Loire, France | Olivet | Olivet | 47.8639 | 1.9006 | France | FR | FRA | Centre-Val de Loire |  | 21951 | 1250759195
Olivette, Missouri, United States | Olivette | Olivette | 38.6724 | -90.3786 | United States | US | USA | Missouri |  | 7822 | 1840009743
Ollerton, Nottinghamshire, United Kingdom | Ollerton | Ollerton | 53.2 | -1.02 | United Kingdom | GB | GBR | Nottinghamshire |  | 9840 | 1826540290
Olmaliq, Toshkent, Uzbekistan | Olmaliq | Olmaliq | 40.85 | 69.6 | Uzbekistan | UZ | UZB | Toshkent |  | 112078 | 1860946502
Olmos, Lambayeque, Peru | Olmos | Olmos | -5.9796 | -79.75 | Peru | PE | PER | Lambayeque |  | 9800 | 1604825576
Olmsted Falls, Ohio, United States | Olmsted Falls | Olmsted Falls | 41.3658 | -81.9042 | United States | US | USA | Ohio |  | 8828 | 1840003404
Olney, Maryland, United States | Olney | Olney | 39.1465 | -77.0715 | United States | US | USA | Maryland |  | 35280 | 1840005836
Olney, Illinois, United States | Olney | Olney | 38.7285 | -88.0838 | United States | US | USA | Illinois |  | 8732 | 1840009783
Olney, Milton Keynes, United Kingdom | Olney | Olney | 52.1529 | -0.7015 | United Kingdom | GB | GBR | Milton Keynes |  | 6477 | 1826238780
Olomouc, Olomoucký Kraj, Czechia | Olomouc | Olomouc | 49.5939 | 17.2508 | Czechia | CZ | CZE | Olomoucký Kraj | admin | 100663 | 1203328061
Olonets, Kareliya, Russia | Olonets | Olonets | 60.9833 | 32.9667 | Russia | RU | RUS | Kareliya |  | 8091 | 1643873627
Olongapo, Olongapo, Philippines | Olongapo | Olongapo | 14.8333 | 120.2833 | Philippines | PH | PHL | Olongapo | admin | 233040 | 1608001640
Olovyannaya, Zabaykal’skiy Kray, Russia | Olovyannaya | Olovyannaya | 50.95 | 115.5666 | Russia | RU | RUS | Zabaykal’skiy Kray |  | 8247 | 1643754076
Olpe, North Rhine-Westphalia, Germany | Olpe | Olpe | 51.0289 | 7.8514 | Germany | DE | DEU | North Rhine-Westphalia | minor | 24688 | 1276501027
Olsberg, North Rhine-Westphalia, Germany | Olsberg | Olsberg | 51.35 | 8.4833 | Germany | DE | DEU | North Rhine-Westphalia |  | 14489 | 1276829513
Olsztyn, Warmińsko-Mazurskie, Poland | Olsztyn | Olsztyn | 53.78 | 20.4942 | Poland | PL | POL | Warmińsko-Mazurskie | admin | 173599 | 1616383275
Olten, Solothurn, Switzerland | Olten | Olten | 47.3531 | 7.9078 | Switzerland | CH | CHE | Solothurn |  | 17133 | 1756558985
Olteniţa, Călăraşi, Romania | Olteniţa | Oltenita | 44.0864 | 26.6364 | Romania | RO | ROU | Călăraşi |  | 24822 | 1642326202
Olton, Solihull, United Kingdom | Olton | Olton | 52.4377 | -1.8058 | United Kingdom | GB | GBR | Solihull |  | 12167 | 1826454094
Olympia, Washington, United States | Olympia | Olympia | 47.0417 | -122.8959 | United States | US | USA | Washington | admin | 200915 | 1840019865
Olympia Heights, Florida, United States | Olympia Heights | Olympia Heights | 25.7241 | -80.339 | United States | US | USA | Florida |  | 14536 | 1840014247
Olyphant, Pennsylvania, United States | Olyphant | Olyphant | 41.4507 | -75.5753 | United States | US | USA | Pennsylvania |  | 5023 | 1840003388
Ōmachi, Nagano, Japan | Ōmachi | Omachi | 36.5 | 137.85 | Japan | JP | JPN | Nagano |  | 26435 | 1392979595
Ōmachi, Saga, Japan | Ōmachi | Omachi | 33.2139 | 130.1161 | Japan | JP | JPN | Saga |  | 6261 | 1392590862
Omaezaki, Shizuoka, Japan | Omaezaki | Omaezaki | 34.6381 | 138.1281 | Japan | JP | JPN | Shizuoka |  | 31262 | 1392319177
Omagh, Fermanagh and Omagh, United Kingdom | Omagh | Omagh | 54.59 | -7.29 | United Kingdom | GB | GBR | Fermanagh and Omagh |  | 21056 | 1826686995
Omaha, Nebraska, United States | Omaha | Omaha | 41.2627 | -96.0522 | United States | US | USA | Nebraska |  | 847819 | 1840009315
Omak, Washington, United States | Omak | Omak | 48.4228 | -119.5159 | United States | US | USA | Washington |  | 8114 | 1840019761
Omaruru, Erongo, Namibia | Omaruru | Omaruru | -21.4183 | 15.9539 | Namibia | NA | NAM | Erongo |  | 11547 | 1516735467
Omboué, Ogooué-Maritime, Gabon | Omboué | Omboue | -1.5662 | 9.25 | Gabon | GA | GAB | Ogooué-Maritime |  | 1667 | 1266708175
Omchak, Magadanskaya Oblast’, Russia | Omchak | Omchak | 61.6333 | 147.9167 | Russia | RU | RUS | Magadanskaya Oblast’ |  | 10 | 1643827519
Omdurman, Khartoum, Sudan | Omdurman | Omdurman | 15.6835 | 32.4629 | Sudan | SD | SDN | Khartoum |  | 2805396 | 1729912179
Ōme, Tōkyō, Japan | Ōme | Ome | 35.7883 | 139.275 | Japan | JP | JPN | Tōkyō |  | 133824 | 1392575345
Ometepec, Guerrero, Mexico | Ometepec | Ometepec | 16.6833 | -98.4167 | Mexico | MX | MEX | Guerrero | minor | 30271 | 1484936909
Ōmihachiman, Shiga, Japan | Ōmihachiman | Omihachiman | 35.1283 | 136.0981 | Japan | JP | JPN | Shiga |  | 81322 | 1392288149
Omitama, Ibaraki, Japan | Omitama | Omitama | 36.2394 | 140.3525 | Japan | JP | JPN | Ibaraki |  | 49200 | 1392354218
Omitlán de Juárez, Hidalgo, Mexico | Omitlán de Juárez | Omitlan de Juarez | 20.1697 | -98.6478 | Mexico | MX | MEX | Hidalgo | minor | 7529 | 1484135531
Ōmiyachō, Shizuoka, Japan | Ōmiyachō | Omiyacho | 35.2222 | 138.6214 | Japan | JP | JPN | Shizuoka |  | 128501 | 1392347988
Omolon, Chukotskiy Avtonomnyy Okrug, Russia | Omolon | Omolon | 65.25 | 160.5 | Russia | RU | RUS | Chukotskiy Avtonomnyy Okrug |  | 1050 | 1643719081
Omsk, Omskaya Oblast’, Russia | Omsk | Omsk | 54.9667 | 73.3833 | Russia | RU | RUS | Omskaya Oblast’ | admin | 1178391 | 1643360863
Omsukchan, Magadanskaya Oblast’, Russia | Omsukchan | Omsukchan | 62.5333 | 155.8 | Russia | RU | RUS | Magadanskaya Oblast’ |  | 4201 | 1643004933
Ōmura, Nagasaki, Japan | Ōmura | Omura | 32.9 | 129.9583 | Japan | JP | JPN | Nagasaki |  | 95062 | 1392185480
Omurtag, Targovishte, Bulgaria | Omurtag | Omurtag | 43.1072 | 26.4192 | Bulgaria | BG | BGR | Targovishte |  | 10825 | 1100244508
Omuthiya, Oshikoto, Namibia | Omuthiya | Omuthiya | -18.3592 | 16.5795 | Namibia | NA | NAM | Oshikoto | admin |  | 1516000004
Omutninsk, Kirovskaya Oblast’, Russia | Omutninsk | Omutninsk | 58.6667 | 52.1833 | Russia | RU | RUS | Kirovskaya Oblast’ |  | 22009 | 1643987727
Onagawa, Miyagi, Japan | Onagawa | Onagawa | 38.4456 | 141.4444 | Japan | JP | JPN | Miyagi |  | 5822 | 1392593569
Onalaska, Wisconsin, United States | Onalaska | Onalaska | 43.8881 | -91.2074 | United States | US | USA | Wisconsin |  | 18943 | 1840002579
Onalaska, Texas, United States | Onalaska | Onalaska | 30.8209 | -95.1111 | United States | US | USA | Texas |  | 8435 | 1840020858
Ondjiva, Cunene, Angola | Ondjiva | Ondjiva | -17.0667 | 15.7333 | Angola | AO | AGO | Cunene | admin | 10169 | 1024504085
Ondo, Ondo, Nigeria | Ondo | Ondo | 7.0904 | 4.84 | Nigeria | NG | NGA | Ondo | minor | 257005 | 1566993724
Öndörhaan, Hentiy, Mongolia | Öndörhaan | Ondorhaan | 47.3167 | 110.65 | Mongolia | MN | MNG | Hentiy | admin | 14723 | 1496719699
Onega, Arkhangel’skaya Oblast’, Russia | Onega | Onega | 63.9167 | 38.0833 | Russia | RU | RUS | Arkhangel’skaya Oblast’ |  | 19030 | 1643716527
Oneida, New York, United States | Oneida | Oneida | 43.0769 | -75.6621 | United States | US | USA | New York |  | 20828 | 1840000384
Oneonta, New York, United States | Oneonta | Oneonta | 42.4551 | -75.0666 | United States | US | USA | New York |  | 17236 | 1840000405
Oneonta, Alabama, United States | Oneonta | Oneonta | 33.9392 | -86.4929 | United States | US | USA | Alabama |  | 5382 | 1840005206
Onex, Genève, Switzerland | Onex | Onex | 46.1833 | 6.1 | Switzerland | CH | CHE | Genève |  | 18977 | 1756617916
Ongjang, Hwangnam, Korea, North | Ongjang | Ongjang | 37.9371 | 125.3571 | Korea, North | KP | PRK | Hwangnam |  | 69195 | 1408848418
Ongole, Andhra Pradesh, India | Ongole | Ongole | 15.5 | 80.05 | India | IN | IND | Andhra Pradesh |  | 252739 | 1356385136
Ongwediva, Oshana, Namibia | Ongwediva | Ongwediva | -17.7833 | 15.7667 | Namibia | NA | NAM | Oshana |  | 10964 | 1516962966
Onitsha, Anambra, Nigeria | Onitsha | Onitsha | 6.1667 | 6.7833 | Nigeria | NG | NGA | Anambra | minor | 7635000 | 1566593483
Ōno, Fukui, Japan | Ōno | Ono | 35.9806 | 136.4875 | Japan | JP | JPN | Fukui |  | 31264 | 1392027459
Onomichi, Hiroshima, Japan | Onomichi | Onomichi | 34.4089 | 133.205 | Japan | JP | JPN | Hiroshima |  | 132675 | 1392886423
Onondaga, New York, United States | Onondaga | Onondaga | 42.9687 | -76.2168 | United States | US | USA | New York |  | 22797 | 1840087751
Onoto, Anzoátegui, Venezuela | Onoto | Onoto | 9.5958 | -65.1897 | Venezuela | VE | VEN | Anzoátegui | minor | 11378 | 1862162566
Onrus, Western Cape, South Africa | Onrus | Onrus | -34.4122 | 19.17 | South Africa | ZA | ZAF | Western Cape |  | 5151 | 1710903983
Onslow, Western Australia, Australia | Onslow | Onslow | -21.6333 | 115.1167 | Australia | AU | AUS | Western Australia |  | 857 | 1036255184
Ontario, California, United States | Ontario | Ontario | 34.0393 | -117.6064 | United States | US | USA | California |  | 185010 | 1840020410
Ontario, Oregon, United States | Ontario | Ontario | 44.0259 | -116.9759 | United States | US | USA | Oregon |  | 24704 | 1840020002
Ontario, New York, United States | Ontario | Ontario | 43.2407 | -77.314 | United States | US | USA | New York |  | 10088 | 1840058362
Ontario, Ohio, United States | Ontario | Ontario | 40.771 | -82.6105 | United States | US | USA | Ohio |  | 6084 | 1840009370
Onteniente, Valencia, Spain | Onteniente | Onteniente | 38.8222 | -0.6072 | Spain | ES | ESP | Valencia |  | 35347 | 1724051475
Onverwacht, Para, Suriname | Onverwacht | Onverwacht | 5.6 | -55.2 | Suriname | SR | SUR | Para | admin | 2105 | 1740007571
Ootacamund, Tamil Nādu, India | Ootacamund | Ootacamund | 11.4086 | 76.6939 | India | IN | IND | Tamil Nādu |  | 88430 | 1356809681
Opa-locka, Florida, United States | Opa-locka | Opa-locka | 25.8997 | -80.2551 | United States | US | USA | Florida |  | 15887 | 1840015156
Opatija, Primorsko-Goranska Županija, Croatia | Opatija | Opatija | 45.3347 | 14.3069 | Croatia | HR | HRV | Primorsko-Goranska Županija | minor | 11659 | 1191982660
Opava, Moravskoslezský Kraj, Czechia | Opava | Opava | 49.9381 | 17.9044 | Czechia | CZ | CZE | Moravskoslezský Kraj |  | 56450 | 1203142483
Opelika, Alabama, United States | Opelika | Opelika | 32.6612 | -85.3769 | United States | US | USA | Alabama |  | 30908 | 1840005210
Opelousas, Louisiana, United States | Opelousas | Opelousas | 30.528 | -92.0851 | United States | US | USA | Louisiana |  | 24423 | 1840015014
Opfikon, Zürich, Switzerland | Opfikon | Opfikon | 47.4331 | 8.5719 | Switzerland | CH | CHE | Zürich |  | 19864 | 1756222668
Oplotnica, Oplotnica, Slovenia | Oplotnica | Oplotnica | 46.3878 | 15.4467 | Slovenia | SI | SVN | Oplotnica | admin |  | 1705182651
Opochka, Pskovskaya Oblast’, Russia | Opochka | Opochka | 56.7167 | 28.65 | Russia | RU | RUS | Pskovskaya Oblast’ | minor | 10148 | 1643125012
Opoczno, Łódzkie, Poland | Opoczno | Opoczno | 51.3833 | 20.2833 | Poland | PL | POL | Łódzkie | minor | 21780 | 1616841485
Opole, Opolskie, Poland | Opole | Opole | 50.6722 | 17.9253 | Poland | PL | POL | Opolskie | admin | 127792 | 1616096837
Opovo, Opovo, Serbia | Opovo | Opovo | 45.0522 | 20.4303 | Serbia | RS | SRB | Opovo | admin |  | 1688371736
Oppenheim, Rhineland-Palatinate, Germany | Oppenheim | Oppenheim | 49.8556 | 8.3603 | Germany | DE | DEU | Rhineland-Palatinate |  | 7562 | 1276015793
Opuwo, Kunene, Namibia | Opuwo | Opuwo | -18.0607 | 13.84 | Namibia | NA | NAM | Kunene | admin | 4857 | 1516958242
Or ‘Aqiva, Haifa, Israel | Or ‘Aqiva | Or `Aqiva | 32.5 | 34.9167 | Israel | IL | ISR | Haifa |  | 17759 | 1376081727
Oradea, Bihor, Romania | Oradea | Oradea | 47.0722 | 21.9211 | Romania | RO | ROU | Bihor | admin | 196367 | 1642066626
Oradell, New Jersey, United States | Oradell | Oradell | 40.9562 | -74.0314 | United States | US | USA | New Jersey |  | 8131 | 1840000914
Oral, Batys Qazaqstan, Kazakhstan | Oral | Oral | 51.2333 | 51.3667 | Kazakhstan | KZ | KAZ | Batys Qazaqstan | admin | 271900 | 1398593972
Oran, Oran, Algeria | Oran | Oran | 35.6969 | -0.6331 | Algeria | DZ | DZA | Oran | admin | 852000 | 1012126319
Orange, California, United States | Orange | Orange | 33.8038 | -117.8218 | United States | US | USA | California |  | 138669 | 1840020582
Orange, New South Wales, Australia | Orange | Orange | -33.2833 | 149.1 | Australia | AU | AUS | New South Wales |  | 40493 | 1036760396
Orange, Provence-Alpes-Côte d’Azur, France | Orange | Orange | 44.1383 | 4.8097 | France | FR | FRA | Provence-Alpes-Côte d’Azur |  | 28919 | 1250367364
Orange, Texas, United States | Orange | Orange | 30.121 | -93.7616 | United States | US | USA | Texas |  | 18118 | 1840020910
Orange, Connecticut, United States | Orange | Orange | 41.2827 | -73.0272 | United States | US | USA | Connecticut |  | 13937 | 1840035528
Orange, Massachusetts, United States | Orange | Orange | 42.6066 | -72.2931 | United States | US | USA | Massachusetts |  | 7682 | 1840053437
Orange, Virginia, United States | Orange | Orange | 38.2486 | -78.1127 | United States | US | USA | Virginia |  | 5291 | 1840006268
Orange Beach, Alabama, United States | Orange Beach | Orange Beach | 30.2941 | -87.5851 | United States | US | USA | Alabama |  | 6235 | 1840014980
Orange City, Florida, United States | Orange City | Orange City | 28.9347 | -81.2881 | United States | US | USA | Florida |  | 12335 | 1840015075
Orange City, Iowa, United States | Orange City | Orange City | 43.0023 | -96.0566 | United States | US | USA | Iowa |  | 7044 | 1840009044
Orange Cove, California, United States | Orange Cove | Orange Cove | 36.6211 | -119.3188 | United States | US | USA | California |  | 11059 | 1840020322
Orange Lake, New York, United States | Orange Lake | Orange Lake | 41.5319 | -74.0936 | United States | US | USA | New York |  | 6348 | 1840004859
Orange Park, Florida, United States | Orange Park | Orange Park | 30.1706 | -81.7041 | United States | US | USA | Florida |  | 8824 | 1840017206
Orange Walk, Orange Walk, Belize | Orange Walk | Orange Walk | 18.075 | -88.5583 | Belize | BZ | BLZ | Orange Walk | admin | 18000 | 1084547220
Orangeburg, South Carolina, United States | Orangeburg | Orangeburg | 33.4928 | -80.867 | United States | US | USA | South Carolina |  | 30365 | 1840014812
Orangetown, New York, United States | Orangetown | Orangetown | 41.0526 | -73.9475 | United States | US | USA | New York |  | 50046 | 1840087755
Orangevale, California, United States | Orangevale | Orangevale | 38.6881 | -121.2209 | United States | US | USA | California |  | 34757 | 1840018842
Orangeville, Ontario, Canada | Orangeville | Orangeville | 43.9167 | -80.1167 | Canada | CA | CAN | Ontario |  | 30734 | 1124566061
Oranienbaum, Saxony-Anhalt, Germany | Oranienbaum | Oranienbaum | 51.8036 | 12.4064 | Germany | DE | DEU | Saxony-Anhalt |  | 8344 | 1276228283
Oranienburg, Brandenburg, Germany | Oranienburg | Oranienburg | 52.7544 | 13.2369 | Germany | DE | DEU | Brandenburg | minor | 44512 | 1276677137
Oranjemund, //Karas, Namibia | Oranjemund | Oranjemund | -28.55 | 16.4333 | Namibia | NA | NAM | //Karas |  | 3900 | 1516991599
Oranjestad, , Aruba | Oranjestad | Oranjestad | 12.5186 | -70.0358 | Aruba | AW | ABW |  |  | 34980 | 1533513057
Oranjestad, , Netherlands | Oranjestad | Oranjestad | 17.4817 | -62.9831 | Netherlands | NL | NLD |  | admin |  | 1528346417
Oraviţa, Caraş-Severin, Romania | Oraviţa | Oravita | 45.0333 | 21.6833 | Romania | RO | ROU | Caraş-Severin |  | 11382 | 1642696824
Orchard Homes, Montana, United States | Orchard Homes | Orchard Homes | 46.8559 | -114.0778 | United States | US | USA | Montana |  | 5859 | 1840032750
Orchard Mesa, Colorado, United States | Orchard Mesa | Orchard Mesa | 39.0363 | -108.5169 | United States | US | USA | Colorado |  | 6601 | 1840018811
Orchard Park, New York, United States | Orchard Park | Orchard Park | 42.7517 | -78.7455 | United States | US | USA | New York |  | 29463 | 1840004389
Orchards, Washington, United States | Orchards | Orchards | 45.689 | -122.5306 | United States | US | USA | Washington |  | 23020 | 1840018519
Orchha, Madhya Pradesh, India | Orchha | Orchha | 25.35 | 78.64 | India | IN | IND | Madhya Pradesh |  | 11511 | 1356593159
Orchomenós, Stereá Elláda, Greece | Orchomenós | Orchomenos | 38.4933 | 22.9749 | Greece | GR | GRC | Stereá Elláda | minor | 5238 | 1300927153
Orcutt, California, United States | Orcutt | Orcutt | 34.8668 | -120.4269 | United States | US | USA | California |  | 30493 | 1840019183
Ordino, Ordino, Andorra | Ordino | Ordino | 42.555 | 1.5331 | Andorra | AD | AND | Ordino | admin |  | 1020655238
Ordu, Ordu, Turkey | Ordu | Ordu | 40.9833 | 37.8833 | Turkey | TR | TUR | Ordu | admin | 155117 | 1792540951
Ordubad, Ordubad, Azerbaijan | Ordubad | Ordubad | 38.9047 | 46.0231 | Azerbaijan | AZ | AZE | Ordubad | admin | 10372 | 1031853196
Ore, East Sussex, United Kingdom | Ore | Ore | 50.8721 | 0.6085 | United Kingdom | GB | GBR | East Sussex |  | 5195 | 1826248211
Örebro, Örebro, Sweden | Örebro | Orebro | 59.2669 | 15.1965 | Sweden | SE | SWE | Örebro | admin | 125817 | 1752223019
Oregon, Ohio, United States | Oregon | Oregon | 41.6528 | -83.4322 | United States | US | USA | Ohio |  | 20055 | 1840000570
Oregon, Wisconsin, United States | Oregon | Oregon | 42.9253 | -89.3892 | United States | US | USA | Wisconsin |  | 12664 | 1840002922
Oregon City, Oregon, United States | Oregon City | Oregon City | 45.3415 | -122.5927 | United States | US | USA | Oregon |  | 37339 | 1840019954
Orekhovo-Zuyevo, Moskovskaya Oblast’, Russia | Orekhovo-Zuyevo | Orekhovo-Zuyevo | 55.8 | 38.9667 | Russia | RU | RUS | Moskovskaya Oblast’ |  | 118822 | 1643381342
Orël, Orlovskaya Oblast’, Russia | Orël | Orel | 52.9686 | 36.0694 | Russia | RU | RUS | Orlovskaya Oblast’ | admin | 311625 | 1643703818
Oreland, Pennsylvania, United States | Oreland | Oreland | 40.1148 | -75.1801 | United States | US | USA | Pennsylvania |  | 5827 | 1840005458
Orem, Utah, United States | Orem | Orem | 40.2983 | -111.6992 | United States | US | USA | Utah |  | 97828 | 1840020171
Orenburg, Orenburgskaya Oblast’, Russia | Orenburg | Orenburg | 51.7667 | 55.1 | Russia | RU | RUS | Orenburgskaya Oblast’ | admin | 564443 | 1643685056
Orestiáda, Anatolikí Makedonía kai Thráki, Greece | Orestiáda | Orestiada | 41.5 | 26.5333 | Greece | GR | GRC | Anatolikí Makedonía kai Thráki | minor | 18426 | 1300874812
Orhei, Orhei, Moldova | Orhei | Orhei | 47.3831 | 28.8231 | Moldova | MD | MDA | Orhei | admin | 21065 | 1498680500
Orikhiv, Zaporiz’ka Oblast’, Ukraine | Orikhiv | Orikhiv | 47.5677 | 35.7849 | Ukraine | UA | UKR | Zaporiz’ka Oblast’ | minor | 14479 | 1804862588
Orillia, Ontario, Canada | Orillia | Orillia | 44.6 | -79.4167 | Canada | CA | CAN | Ontario |  | 31166 | 1124049830
Orimattila, Päijät-Häme, Finland | Orimattila | Orimattila | 60.8042 | 25.7333 | Finland | FI | FIN | Päijät-Häme | minor | 16326 | 1246385500
Orinda, California, United States | Orinda | Orinda | 37.8808 | -122.1791 | United States | US | USA | California |  | 19926 | 1840020280
Orindiúva, São Paulo, Brazil | Orindiúva | Orindiuva | -20.1819 | -49.3508 | Brazil | BR | BRA | São Paulo |  | 6493 | 1076167041
Orivesi, Pirkanmaa, Finland | Orivesi | Orivesi | 61.6778 | 24.3569 | Finland | FI | FIN | Pirkanmaa | minor | 9408 | 1246191762
Oriximiná, Pará, Brazil | Oriximiná | Oriximina | -1.7656 | -55.8661 | Brazil | BR | BRA | Pará |  | 35581 | 1076567469
Orizaba, Veracruz, Mexico | Orizaba | Orizaba | 18.85 | -97.1 | Mexico | MX | MEX | Veracruz | minor | 117273 | 1484766767
Orland, California, United States | Orland | Orland | 39.7461 | -122.1856 | United States | US | USA | California |  | 9964 | 1840020209
Orland Hills, Illinois, United States | Orland Hills | Orland Hills | 41.5905 | -87.8413 | United States | US | USA | Illinois |  | 7023 | 1840011309
Orland Park, Illinois, United States | Orland Park | Orland Park | 41.6074 | -87.8619 | United States | US | USA | Illinois |  | 57857 | 1840011310
Orlândia, São Paulo, Brazil | Orlândia | Orlandia | -20.7203 | -47.8867 | Brazil | BR | BRA | São Paulo |  | 42678 | 1076690245
Orlando, Florida, United States | Orlando | Orlando | 28.4772 | -81.3369 | United States | US | USA | Florida |  | 1822394 | 1840015099
Orleans, Massachusetts, United States | Orleans | Orleans | 41.7665 | -69.9675 | United States | US | USA | Massachusetts |  | 5821 | 1840053503
Orléans, Centre-Val de Loire, France | Orléans | Orleans | 47.9025 | 1.909 | France | FR | FRA | Centre-Val de Loire | admin | 282828 | 1250441405
Orlov, Kirovskaya Oblast’, Russia | Orlov | Orlov | 58.5333 | 48.8833 | Russia | RU | RUS | Kirovskaya Oblast’ |  | 6607 | 1643357562
Orlová, Moravskoslezský Kraj, Czechia | Orlová | Orlova | 49.8452 | 18.4302 | Czechia | CZ | CZE | Moravskoslezský Kraj |  | 28735 | 1203799110
Orlovista, Florida, United States | Orlovista | Orlovista | 28.5441 | -81.4629 | United States | US | USA | Florida |  | 6574 | 1840014096
Orlu, Imo, Nigeria | Orlu | Orlu | 5.7837 | 7.0333 | Nigeria | NG | NGA | Imo | minor | 9351 | 1566062510
Orly, Île-de-France, France | Orly | Orly | 48.7439 | 2.3928 | France | FR | FRA | Île-de-France |  | 23801 | 1250660007
Ormesby, Middlesbrough, United Kingdom | Ormesby | Ormesby | 54.5492 | -1.1817 | United Kingdom | GB | GBR | Middlesbrough |  | 5942 | 1826125130
Ormoc, Ormoc, Philippines | Ormoc | Ormoc | 11.0167 | 124.6167 | Philippines | PH | PHL | Ormoc | admin | 215031 | 1608269612
Ormond Beach, Florida, United States | Ormond Beach | Ormond Beach | 29.296 | -81.1003 | United States | US | USA | Florida |  | 43759 | 1840015076
Ormond-by-the-Sea, Florida, United States | Ormond-by-the-Sea | Ormond-by-the-Sea | 29.3436 | -81.0677 | United States | US | USA | Florida |  | 7322 | 1840014042
Ormož, Ormož, Slovenia | Ormož | Ormoz | 46.4071 | 16.1505 | Slovenia | SI | SVN | Ormož | admin | 12798 | 1705413437
Ormskirk, Lancashire, United Kingdom | Ormskirk | Ormskirk | 53.5665 | -2.8869 | United Kingdom | GB | GBR | Lancashire |  | 27343 | 1826066553
Örnsköldsvik, Västernorrland, Sweden | Örnsköldsvik | Ornskoldsvik | 63.318 | 18.7167 | Sweden | SE | SWE | Västernorrland | minor | 27749 | 1752250773
Oro Valley, Arizona, United States | Oro Valley | Oro Valley | 32.4208 | -110.9768 | United States | US | USA | Arizona |  | 46044 | 1840023058
Orocué, Casanare, Colombia | Orocué | Orocue | 4.7946 | -71.34 | Colombia | CO | COL | Casanare | minor | 2835 | 1170535682
Oro-Medonte, Ontario, Canada | Oro-Medonte | Oro-Medonte | 44.5667 | -79.5833 | Canada | CA | CAN | Ontario |  | 21036 | 1124001350
Oromocto, New Brunswick, Canada | Oromocto | Oromocto | 45.8488 | -66.4788 | Canada | CA | CAN | New Brunswick |  | 9223 | 1124928183
Orono, Maine, United States | Orono | Orono | 44.8867 | -68.7166 | United States | US | USA | Maine |  | 10729 | 1840052945
Orono, Minnesota, United States | Orono | Orono | 44.9657 | -93.5908 | United States | US | USA | Minnesota |  | 8339 | 1840008927
Oroqen Zizhiqi, Inner Mongolia, China | Oroqen Zizhiqi | Oroqen Zizhiqi | 50.5667 | 123.7167 | China | CN | CHN | Inner Mongolia | minor | 40128 | 1156444032
Oroquieta, Misamis Occidental, Philippines | Oroquieta | Oroquieta | 8.4833 | 123.8 | Philippines | PH | PHL | Misamis Occidental | admin | 70757 | 1608239509
Orós, Ceará, Brazil | Orós | Oros | -6.2439 | -38.9139 | Brazil | BR | BRA | Ceará |  | 21389 | 1076430062
Orosháza, Békés, Hungary | Orosháza | Oroshaza | 46.5678 | 20.6428 | Hungary | HU | HUN | Békés | minor | 27492 | 1348070535
Orosi, California, United States | Orosi | Orosi | 36.5434 | -119.2903 | United States | US | USA | California |  | 7441 | 1840019035
Oroszlány, Komárom-Esztergom, Hungary | Oroszlány | Oroszlany | 47.4892 | 18.3164 | Hungary | HU | HUN | Komárom-Esztergom | minor | 18171 | 1348109196
Oroville, California, United States | Oroville | Oroville | 39.4999 | -121.5634 | United States | US | USA | California |  | 49513 | 1840020182
Oroville East, California, United States | Oroville East | Oroville East | 39.4947 | -121.4866 | United States | US | USA | California |  | 7368 | 1840074539
Orrville, Ohio, United States | Orrville | Orrville | 40.848 | -81.7743 | United States | US | USA | Ohio |  | 8603 | 1840009371
Orsett, Thurrock, United Kingdom | Orsett | Orsett | 51.51 | 0.37 | United Kingdom | GB | GBR | Thurrock |  | 6115 | 1826904946
Orsha, Vitsyebskaya Voblasts’, Belarus | Orsha | Orsha | 54.5092 | 30.4258 | Belarus | BY | BLR | Vitsyebskaya Voblasts’ | minor | 108100 | 1112188007
Orsk, Orenburgskaya Oblast’, Russia | Orsk | Orsk | 51.2145 | 58.5441 | Russia | RU | RUS | Orenburgskaya Oblast’ |  | 230414 | 1643003114
Orşova, Mehedinţi, Romania | Orşova | Orsova | 44.7253 | 22.3961 | Romania | RO | ROU | Mehedinţi |  | 10441 | 1642923767
Ortenberg, Hesse, Germany | Ortenberg | Ortenberg | 50.3558 | 9.0553 | Germany | DE | DEU | Hesse |  | 9001 | 1276546212
Orting, Washington, United States | Orting | Orting | 47.0966 | -122.2111 | United States | US | USA | Washington |  | 8610 | 1840019858
Orūmīyeh, Āz̄arbāyjān-e Gharbī, Iran | Orūmīyeh | Orumiyeh | 37.55 | 45.1 | Iran | IR | IRN | Āz̄arbāyjān-e Gharbī | admin | 736224 | 1364158221
Oruro, Oruro, Bolivia | Oruro | Oruro | -17.9667 | -67.1167 | Bolivia | BO | BOL | Oruro |  | 264683 | 1068626742
Oruro, Oruro, Bolivia | Oruro | Oruro | -17.98 | -67.13 | Bolivia | BO | BOL | Oruro | admin | 246501 | 1068271533
Orvault, Pays de la Loire, France | Orvault | Orvault | 47.2717 | -1.6225 | France | FR | FRA | Pays de la Loire |  | 26355 | 1250301385
Orwigsburg, Pennsylvania, United States | Orwigsburg | Orwigsburg | 40.6541 | -76.104 | United States | US | USA | Pennsylvania |  | 5376 | 1840002770
Oryahovo, Vratsa, Bulgaria | Oryahovo | Oryahovo | 43.7367 | 23.9583 | Bulgaria | BG | BGR | Vratsa | minor | 5367 | 1100565108
Osa, Permskiy Kray, Russia | Osa | Osa | 57.2833 | 55.45 | Russia | RU | RUS | Permskiy Kray |  | 20899 | 1643282459
Ōsaka, Ōsaka, Japan | Ōsaka | Osaka | 34.6936 | 135.5019 | Japan | JP | JPN | Ōsaka | admin | 14977000 | 1392419823
Osakarovka, Qaraghandy, Kazakhstan | Osakarovka | Osakarovka | 50.5799 | 72.5699 | Kazakhstan | KZ | KAZ | Qaraghandy |  | 7305 | 1398243007
Ōsako, Kagoshima, Japan | Ōsako | Osako | 31.4292 | 131.0058 | Japan | JP | JPN | Kagoshima |  | 12299 | 1392990377
Osan, Gyeonggi, Korea, South | Osan | Osan | 37.145 | 127.0694 | Korea, South | KR | KOR | Gyeonggi |  | 213840 | 1410606985
Osasco, São Paulo, Brazil | Osasco | Osasco | -23.5328 | -46.7919 | Brazil | BR | BRA | São Paulo |  | 694844 | 1076786452
Ōsawa, Fukuoka, Japan | Ōsawa | Osawa | 33.2067 | 130.3839 | Japan | JP | JPN | Fukuoka |  | 33072 | 1392646983
Osceola, Arkansas, United States | Osceola | Osceola | 35.6942 | -89.9934 | United States | US | USA | Arkansas |  | 7085 | 1840014501
Osceola, Iowa, United States | Osceola | Osceola | 41.0302 | -93.7829 | United States | US | USA | Iowa |  | 5125 | 1840000889
Oschatz, Saxony, Germany | Oschatz | Oschatz | 51.3003 | 13.1072 | Germany | DE | DEU | Saxony |  | 14349 | 1276313153
Oschersleben, Saxony-Anhalt, Germany | Oschersleben | Oschersleben | 52.0167 | 11.25 | Germany | DE | DEU | Saxony-Anhalt |  | 19630 | 1276686337
Osečina, Osečina, Serbia | Osečina | Osecina | 44.3667 | 19.6 | Serbia | RS | SRB | Osečina | admin |  | 1688862457
Osh, Osh, Kyrgyzstan | Osh | Osh | 40.5333 | 72.7833 | Kyrgyzstan | KG | KGZ | Osh | admin | 251000 | 1417797596
Oshakati, Oshana, Namibia | Oshakati | Oshakati | -17.8 | 15.6833 | Namibia | NA | NAM | Oshana | admin |  | 1516866759
Oshamambe, Hokkaidō, Japan | Oshamambe | Oshamambe | 42.5136 | 140.3804 | Japan | JP | JPN | Hokkaidō |  | 5329 | 1392512191
Oshawa, Ontario, Canada | Oshawa | Oshawa | 43.9 | -78.85 | Canada | CA | CAN | Ontario |  | 166000 | 1124541904
Oshikango, Ohangwena, Namibia | Oshikango | Oshikango | -17.3964 | 15.8903 | Namibia | NA | NAM | Ohangwena |  | 12423 | 1516819374
Ōshima, Yamaguchi, Japan | Ōshima | Oshima | 33.9275 | 132.1953 | Japan | JP | JPN | Yamaguchi |  | 15369 | 1392956813
Oshkosh, Wisconsin, United States | Oshkosh | Oshkosh | 44.0228 | -88.5619 | United States | US | USA | Wisconsin |  | 75536 | 1840002246
Oshnavīyeh, Āz̄arbāyjān-e Gharbī, Iran | Oshnavīyeh | Oshnaviyeh | 37.0397 | 45.0983 | Iran | IR | IRN | Āz̄arbāyjān-e Gharbī | minor | 70030 | 1364910470
Ōshū, Iwate, Japan | Ōshū | Oshu | 39.1444 | 141.1389 | Japan | JP | JPN | Iwate |  | 114246 | 1392826391
Osijek, Osječko-Baranjska Županija, Croatia | Osijek | Osijek | 45.5603 | 18.6703 | Croatia | HR | HRV | Osječko-Baranjska Županija | admin | 103162 | 1191917921
Osilnica, Osilnica, Slovenia | Osilnica | Osilnica | 45.5292 | 14.6979 | Slovenia | SI | SVN | Osilnica | admin |  | 1705839708
Osinniki, Kemerovskaya Oblast’, Russia | Osinniki | Osinniki | 53.6167 | 87.3333 | Russia | RU | RUS | Kemerovskaya Oblast’ |  | 42454 | 1643107016
Oskaloosa, Iowa, United States | Oskaloosa | Oskaloosa | 41.2922 | -92.6403 | United States | US | USA | Iowa |  | 12592 | 1840000650
Öskemen, Shyghys Qazaqstan, Kazakhstan | Öskemen | Oskemen | 49.95 | 82.6167 | Kazakhstan | KZ | KAZ | Shyghys Qazaqstan | admin | 316699 | 1398371414
Oslo, Oslo, Norway | Oslo | Oslo | 59.9111 | 10.7528 | Norway | NO | NOR | Oslo | primary | 693494 | 1578324706
Osmānābād, Mahārāshtra, India | Osmānābād | Osmanabad | 18.1667 | 76.05 | India | IN | IND | Mahārāshtra |  | 112085 | 1356005329
Osmaniye, Osmaniye, Turkey | Osmaniye | Osmaniye | 37.075 | 36.25 | Turkey | TR | TUR | Osmaniye | admin | 264373 | 1792340207
Osnabrück, Lower Saxony, Germany | Osnabrück | Osnabruck | 52.2789 | 8.0431 | Germany | DE | DEU | Lower Saxony | minor | 164748 | 1276554949
Osogbo, Osun, Nigeria | Osogbo | Osogbo | 7.7667 | 4.5667 | Nigeria | NG | NGA | Osun | admin | 408245 | 1566395088
Osório, Rio Grande do Sul, Brazil | Osório | Osorio | -29.8867 | -50.2697 | Brazil | BR | BRA | Rio Grande do Sul |  | 34628 | 1076367566
Osorno, Los Lagos, Chile | Osorno | Osorno | -40.5667 | -73.15 | Chile | CL | CHL | Los Lagos | minor | 147460 | 1152866014
Osoyoos, British Columbia, Canada | Osoyoos | Osoyoos | 49.0325 | -119.4661 | Canada | CA | CAN | British Columbia |  | 5085 | 1124713973
Osprey, Florida, United States | Osprey | Osprey | 27.1914 | -82.48 | United States | US | USA | Florida |  | 7028 | 1840014186
Ossett, Wakefield, United Kingdom | Ossett | Ossett | 53.68 | -1.58 | United Kingdom | GB | GBR | Wakefield |  | 21231 | 1826407870
Ossining, New York, United States | Ossining | Ossining | 41.1559 | -73.8565 | United States | US | USA | New York |  | 37741 | 1840004937
Ostashkov, Tverskaya Oblast’, Russia | Ostashkov | Ostashkov | 57.15 | 33.1 | Russia | RU | RUS | Tverskaya Oblast’ |  | 16318 | 1643804559
Oster, Chernihivs’ka Oblast’, Ukraine | Oster | Oster | 50.9486 | 30.8811 | Ukraine | UA | UKR | Chernihivs’ka Oblast’ |  | 10245 | 1804570315
Osterburg, Saxony-Anhalt, Germany | Osterburg | Osterburg | 52.7833 | 11.7667 | Germany | DE | DEU | Saxony-Anhalt |  | 9782 | 1276131088
Osterburken, Baden-Württemberg, Germany | Osterburken | Osterburken | 49.4308 | 9.4261 | Germany | DE | DEU | Baden-Württemberg |  | 6507 | 1276012874
Osterhofen, Bavaria, Germany | Osterhofen | Osterhofen | 48.7 | 13.0167 | Germany | DE | DEU | Bavaria |  | 11798 | 1276874172
Osterholz-Scharmbeck, Lower Saxony, Germany | Osterholz-Scharmbeck | Osterholz-Scharmbeck | 53.2269 | 8.7947 | Germany | DE | DEU | Lower Saxony | minor | 30300 | 1276987274
Ostermundigen, Bern, Switzerland | Ostermundigen | Ostermundigen | 46.9553 | 7.4833 | Switzerland | CH | CHE | Bern |  | 17546 | 1756779389
Osterode, Lower Saxony, Germany | Osterode | Osterode | 51.7286 | 10.2522 | Germany | DE | DEU | Lower Saxony | minor | 21731 | 1276593815
Östersund, Jämtland, Sweden | Östersund | Ostersund | 63.1833 | 14.65 | Sweden | SE | SWE | Jämtland | admin | 46178 | 1752026711
Osterwieck, Saxony-Anhalt, Germany | Osterwieck | Osterwieck | 51.9667 | 10.7167 | Germany | DE | DEU | Saxony-Anhalt |  | 11103 | 1276571992
Ostfildern, Baden-Württemberg, Germany | Ostfildern | Ostfildern | 48.7228 | 9.2631 | Germany | DE | DEU | Baden-Württemberg |  | 39321 | 1276855000
Osthofen, Rhineland-Palatinate, Germany | Osthofen | Osthofen | 49.7078 | 8.3289 | Germany | DE | DEU | Rhineland-Palatinate |  | 9402 | 1276502148
Ostrava, Moravskoslezský Kraj, Czechia | Ostrava | Ostrava | 49.8356 | 18.2925 | Czechia | CZ | CZE | Moravskoslezský Kraj | admin | 287968 | 1203687206
Östringen, Baden-Württemberg, Germany | Östringen | Ostringen | 49.2194 | 8.7108 | Germany | DE | DEU | Baden-Württemberg |  | 13015 | 1276810660
Ostrogozhsk, Voronezhskaya Oblast’, Russia | Ostrogozhsk | Ostrogozhsk | 50.8667 | 39.0667 | Russia | RU | RUS | Voronezhskaya Oblast’ |  | 32601 | 1643004403
Ostroh, Rivnens’ka Oblast’, Ukraine | Ostroh | Ostroh | 50.3333 | 26.5167 | Ukraine | UA | UKR | Rivnens’ka Oblast’ | minor | 15642 | 1804135367
Ostrołęka, Mazowieckie, Poland | Ostrołęka | Ostroleka | 53.0833 | 21.5667 | Poland | PL | POL | Mazowieckie | minor | 52900 | 1616360926
Ostrov, Pskovskaya Oblast’, Russia | Ostrov | Ostrov | 57.3333 | 28.35 | Russia | RU | RUS | Pskovskaya Oblast’ |  | 20427 | 1643602961
Ostrov, Karlovarský Kraj, Czechia | Ostrov | Ostrov | 50.306 | 12.9392 | Czechia | CZ | CZE | Karlovarský Kraj |  | 16658 | 1203022506
Ostrov, Constanţa, Romania | Ostrov | Ostrov | 44.102 | 27.4017 | Romania | RO | ROU | Constanţa |  | 5069 | 1642976394
Ostrów Mazowiecka, Mazowieckie, Poland | Ostrów Mazowiecka | Ostrow Mazowiecka | 52.8 | 21.9 | Poland | PL | POL | Mazowieckie | minor | 22800 | 1616194953
Ostrowiec Świętokrzyski, Świętokrzyskie, Poland | Ostrowiec Świętokrzyski | Ostrowiec Swietokrzyski | 50.9333 | 21.4 | Poland | PL | POL | Świętokrzyskie | minor | 72001 | 1616984527
Ostseebad Kühlungsborn, Mecklenburg-Western Pomerania, Germany | Ostseebad Kühlungsborn | Ostseebad Kuhlungsborn | 54.1333 | 11.75 | Germany | DE | DEU | Mecklenburg-Western Pomerania |  | 7896 | 1276191924
Osvaldo Cruz, São Paulo, Brazil | Osvaldo Cruz | Osvaldo Cruz | -21.7967 | -50.8786 | Brazil | BR | BRA | São Paulo |  | 32475 | 1076438430
Oswaldtwistle, Lancashire, United Kingdom | Oswaldtwistle | Oswaldtwistle | 53.743 | -2.393 | United Kingdom | GB | GBR | Lancashire |  | 11803 | 1826124855
Oswego, New York, United States | Oswego | Oswego | 43.4516 | -76.5005 | United States | US | USA | New York |  | 37420 | 1840000348
Oswego, Illinois, United States | Oswego | Oswego | 41.6834 | -88.3372 | United States | US | USA | Illinois |  | 36252 | 1840011508
Oswestry, Shropshire, United Kingdom | Oswestry | Oswestry | 52.8598 | -3.0538 | United Kingdom | GB | GBR | Shropshire |  | 17105 | 1826246108
Oświęcim, Małopolskie, Poland | Oświęcim | Oswiecim | 50.0333 | 19.2333 | Poland | PL | POL | Małopolskie | minor | 39057 | 1616528804
Otaci, Ocniţa, Moldova | Otaci | Otaci | 48.43 | 27.7939 | Moldova | MD | MDA | Ocniţa |  | 6043 | 1498515016
Ōtake, Yamaguchi, Japan | Ōtake | Otake | 34.2381 | 132.2222 | Japan | JP | JPN | Yamaguchi |  | 26796 | 1392671781
Ōtaki, Chiba, Japan | Ōtaki | Otaki | 35.285 | 140.2456 | Japan | JP | JPN | Chiba |  | 9049 | 1392151200
Otar, Zhambyl, Kazakhstan | Otar | Otar | 43.5346 | 75.2139 | Kazakhstan | KZ | KAZ | Zhambyl |  | 11238 | 1398243169
Otaru, Hokkaidō, Japan | Otaru | Otaru | 43.1833 | 141 | Japan | JP | JPN | Hokkaidō |  | 114947 | 1392240421
Otavalo, Imbabura, Ecuador | Otavalo | Otavalo | 0.2333 | -78.2667 | Ecuador | EC | ECU | Imbabura |  | 39354 | 1218541444
Otavi, Otjozondjupa, Namibia | Otavi | Otavi | -19.6381 | 17.3403 | Namibia | NA | NAM | Otjozondjupa |  | 4562 | 1516874756
Ōtawara, Tochigi, Japan | Ōtawara | Otawara | 36.8667 | 140.0167 | Japan | JP | JPN | Tochigi |  | 73508 | 1392953593
Oţelu Roşu, Caraş-Severin, Romania | Oţelu Roşu | Otelu Rosu | 45.5333 | 22.3667 | Romania | RO | ROU | Caraş-Severin |  | 10510 | 1642740234
Othello, Washington, United States | Othello | Othello | 46.8221 | -119.1652 | United States | US | USA | Washington |  | 12761 | 1840019862
Otis Orchards-East Farms, Washington, United States | Otis Orchards-East Farms | Otis Orchards-East Farms | 47.703 | -117.0854 | United States | US | USA | Washington |  | 6514 | 1840037126
Otjiwarongo, Otjozondjupa, Namibia | Otjiwarongo | Otjiwarongo | -20.4642 | 16.6528 | Namibia | NA | NAM | Otjozondjupa | admin | 28249 | 1516719545
Otley, Leeds, United Kingdom | Otley | Otley | 53.905 | -1.687 | United Kingdom | GB | GBR | Leeds |  | 13668 | 1826254599
Otofuke, Hokkaidō, Japan | Otofuke | Otofuke | 42.9942 | 143.1981 | Japan | JP | JPN | Hokkaidō |  | 44377 | 1392138807
Otonabee-South Monaghan, Ontario, Canada | Otonabee-South Monaghan | Otonabee-South Monaghan | 44.2333 | -78.2333 | Canada | CA | CAN | Ontario |  | 6670 | 1124000517
Otopeni, Ilfov, Romania | Otopeni | Otopeni | 44.55 | 26.07 | Romania | RO | ROU | Ilfov |  | 13861 | 1642216985
Otradnoye, Leningradskaya Oblast’, Russia | Otradnoye | Otradnoye | 59.7833 | 30.8167 | Russia | RU | RUS | Leningradskaya Oblast’ |  | 25623 | 1643443234
Otradnyy, Samarskaya Oblast’, Russia | Otradnyy | Otradnyy | 53.3667 | 51.35 | Russia | RU | RUS | Samarskaya Oblast’ |  | 47180 | 1643670563
Otrokovice, Zlínský Kraj, Czechia | Otrokovice | Otrokovice | 49.2099 | 17.5308 | Czechia | CZ | CZE | Zlínský Kraj |  | 17879 | 1203087231
Otsego, Minnesota, United States | Otsego | Otsego | 45.266 | -93.62 | United States | US | USA | Minnesota |  | 18113 | 1840008899
Otsego, Michigan, United States | Otsego | Otsego | 42.4575 | -85.6979 | United States | US | USA | Michigan |  | 11852 | 1840003111
Ōtsu, Shiga, Japan | Ōtsu | Otsu | 35.0167 | 135.85 | Japan | JP | JPN | Shiga | admin | 342175 | 1392164106
Ōtsuchi, Iwate, Japan | Ōtsuchi | Otsuchi | 39.3597 | 141.9064 | Japan | JP | JPN | Iwate |  | 11046 | 1392244776
Ōtsuki, Yamanashi, Japan | Ōtsuki | Otsuki | 35.6106 | 138.94 | Japan | JP | JPN | Yamanashi |  | 23128 | 1392398648
Ottawa, Ontario, Canada | Ottawa | Ottawa | 45.4247 | -75.695 | Canada | CA | CAN | Ontario |  | 989567 | 1124399363
Ottawa, Illinois, United States | Ottawa | Ottawa | 41.3532 | -88.8306 | United States | US | USA | Illinois |  | 19839 | 1840009272
Ottawa, Kansas, United States | Ottawa | Ottawa | 38.6 | -95.2642 | United States | US | USA | Kansas |  | 12060 | 1840003840
Ottawa, Ohio, United States | Ottawa | Ottawa | 41.0203 | -84.0354 | United States | US | USA | Ohio |  | 5147 | 1840011758
Otterberg, Rhineland-Palatinate, Germany | Otterberg | Otterberg | 49.5044 | 7.7711 | Germany | DE | DEU | Rhineland-Palatinate |  | 5389 | 1276571122
Otterburn Park, Quebec, Canada | Otterburn Park | Otterburn Park | 45.5333 | -73.2167 | Canada | CA | CAN | Quebec |  | 8450 | 1124899409
Otterndorf, Lower Saxony, Germany | Otterndorf | Otterndorf | 53.8081 | 8.8997 | Germany | DE | DEU | Lower Saxony |  | 7238 | 1276340226
Ottumwa, Iowa, United States | Ottumwa | Ottumwa | 41.0196 | -92.4186 | United States | US | USA | Iowa |  | 24121 | 1840009339
Ottweiler, Saarland, Germany | Ottweiler | Ottweiler | 49.4014 | 7.1634 | Germany | DE | DEU | Saarland |  | 14358 | 1276806597
Otuke, Otuke, Uganda | Otuke | Otuke | 2.5004 | 33.5007 | Uganda | UG | UGA | Otuke | admin |  | 1800657796
Otukpo, Benue, Nigeria | Otukpo | Otukpo | 7.1904 | 8.13 | Nigeria | NG | NGA | Benue | minor | 68220 | 1566465153
Otumba, México, Mexico | Otumba | Otumba | 19.6969 | -98.7547 | Mexico | MX | MEX | México | minor | 29873 | 1484001484
Otuzco, La Libertad, Peru | Otuzco | Otuzco | -7.9025 | -78.5657 | Peru | PE | PER | La Libertad |  | 25134 | 1604161129
Otwock, Mazowieckie, Poland | Otwock | Otwock | 52.1167 | 21.2667 | Poland | PL | POL | Mazowieckie | minor | 42765 | 1616596983
Ouadda, Haute-Kotto, Central African Republic | Ouadda | Ouadda | 8.0671 | 22.4 | Central African Republic | CF | CAF | Haute-Kotto |  | 5434 | 1140640564
Ouagadougou, Centre, Burkina Faso | Ouagadougou | Ouagadougou | 12.3572 | -1.5353 | Burkina Faso | BF | BFA | Centre | primary | 1626950 | 1854029208
Ouahigouya, Nord, Burkina Faso | Ouahigouya | Ouahigouya | 13.5833 | -2.4167 | Burkina Faso | BF | BFA | Nord | admin | 79504 | 1854011699
Ouargla, Ouargla, Algeria | Ouargla | Ouargla | 31.95 | 5.3167 | Algeria | DZ | DZA | Ouargla | admin | 133024 | 1012425687
Ōuda-yamaguchi, Nara, Japan | Ōuda-yamaguchi | Ouda-yamaguchi | 34.5278 | 135.9525 | Japan | JP | JPN | Nara |  | 28568 | 1392926898
Oudenaarde, Flanders, Belgium | Oudenaarde | Oudenaarde | 50.85 | 3.6 | Belgium | BE | BEL | Flanders | minor | 31132 | 1056780523
Oudenburg, Flanders, Belgium | Oudenburg | Oudenburg | 51.1833 | 3 | Belgium | BE | BEL | Flanders |  | 9300 | 1056496818
Oudtshoorn, Western Cape, South Africa | Oudtshoorn | Oudtshoorn | -33.5833 | 22.2 | South Africa | ZA | ZAF | Western Cape |  | 61507 | 1710502855
Oued Laou, Tanger-Tétouan-Al Hoceïma, Morocco | Oued Laou | Oued Laou | 35.45 | -5.0833 | Morocco | MA | MAR | Tanger-Tétouan-Al Hoceïma |  | 9665 | 1504708598
Oued Zem, Béni Mellal-Khénifra, Morocco | Oued Zem | Oued Zem | 32.86 | -6.56 | Morocco | MA | MAR | Béni Mellal-Khénifra |  | 95267 | 1504098746
Ouésso, Sangha, Congo (Brazzaville) | Ouésso | Ouesso | 1.6167 | 16.05 | Congo (Brazzaville) | CG | COG | Sangha | admin | 28320 | 1178364266
Ouezzane, Tanger-Tétouan-Al Hoceïma, Morocco | Ouezzane | Ouezzane | 34.8 | -5.6 | Morocco | MA | MAR | Tanger-Tétouan-Al Hoceïma |  | 59606 | 1504736892
Ouidah, Atlantique, Benin | Ouidah | Ouidah | 6.3604 | 2.09 | Benin | BJ | BEN | Atlantique | admin | 83503 | 1204541753
Oujda-Angad, Oriental, Morocco | Oujda-Angad | Oujda-Angad | 34.6867 | -1.9114 | Morocco | MA | MAR | Oriental | admin | 494252 | 1504891036
Oulainen, Pohjois-Pohjanmaa, Finland | Oulainen | Oulainen | 64.2667 | 24.8167 | Finland | FI | FIN | Pohjois-Pohjanmaa | minor | 7610 | 1246331534
Oullins, Auvergne-Rhône-Alpes, France | Oullins | Oullins | 45.715 | 4.8083 | France | FR | FRA | Auvergne-Rhône-Alpes |  | 26273 | 1250831015
Oulu, Pohjois-Pohjanmaa, Finland | Oulu | Oulu | 65.0142 | 25.4719 | Finland | FI | FIN | Pohjois-Pohjanmaa | admin | 200526 | 1246093273
Oum el Bouaghi, Oum el Bouaghi, Algeria | Oum el Bouaghi | Oum el Bouaghi | 35.8706 | 7.115 | Algeria | DZ | DZA | Oum el Bouaghi | admin | 100821 | 1012958880
Oum Hadjer, Batha, Chad | Oum Hadjer | Oum Hadjer | 13.2833 | 19.6833 | Chad | TD | TCD | Batha |  | 26136 | 1148641107
Oundle, Northamptonshire, United Kingdom | Oundle | Oundle | 52.48 | -0.472 | United Kingdom | GB | GBR | Northamptonshire |  | 5735 | 1826530571
Oura, Wakayama, Japan | Oura | Oura | 33.9594 | 135.1183 | Japan | JP | JPN | Wakayama |  | 5321 | 1392542577
Ourém, Santarém, Portugal | Ourém | Ourem | 39.65 | -8.5833 | Portugal | PT | PRT | Santarém | minor | 45932 | 1620510353
Ourense, Galicia, Spain | Ourense | Ourense | 42.3364 | -7.8633 | Spain | ES | ESP | Galicia | minor | 105233 | 1724571895
Ourinhos, São Paulo, Brazil | Ourinhos | Ourinhos | -22.9789 | -49.8708 | Brazil | BR | BRA | São Paulo |  | 110282 | 1076551408
Ourique, Beja, Portugal | Ourique | Ourique | 37.65 | -8.225 | Portugal | PT | PRT | Beja | minor | 5389 | 1620704423
Ouro Verde, São Paulo, Brazil | Ouro Verde | Ouro Verde | -21.4894 | -51.7003 | Brazil | BR | BRA | São Paulo |  | 8330 | 1076804048
Ouroeste, São Paulo, Brazil | Ouroeste | Ouroeste | -20.0008 | -50.3719 | Brazil | BR | BRA | São Paulo |  | 9564 | 1076000763
Outapi, Omusati, Namibia | Outapi | Outapi | -17.5028 | 14.9856 | Namibia | NA | NAM | Omusati | admin | 4606 | 1516820698
Outjo, Kunene, Namibia | Outjo | Outjo | -20.1069 | 16.1503 | Namibia | NA | NAM | Kunene |  | 6557 | 1516062528
Outokumpu, Pohjois-Karjala, Finland | Outokumpu | Outokumpu | 62.725 | 29.0167 | Finland | FI | FIN | Pohjois-Karjala | minor | 7139 | 1246024227
Ouyen, Victoria, Australia | Ouyen | Ouyen | -35.0667 | 142.317 | Australia | AU | AUS | Victoria |  | 1191 | 1036764173
Ovacık, Tunceli, Turkey | Ovacık | Ovacik | 39.3586 | 39.2164 | Turkey | TR | TUR | Tunceli | minor | 6998 | 1792343727
Ovalle, Coquimbo, Chile | Ovalle | Ovalle | -30.6031 | -71.203 | Chile | CL | CHL | Coquimbo | minor | 75864 | 1152767334
Ovenden, Calderdale, United Kingdom | Ovenden | Ovenden | 53.7432 | -1.8779 | United Kingdom | GB | GBR | Calderdale |  | 12351 | 1826436931
Overath, North Rhine-Westphalia, Germany | Overath | Overath | 50.95 | 7.3 | Germany | DE | DEU | North Rhine-Westphalia |  | 27040 | 1276053339
Overland, Missouri, United States | Overland | Overland | 38.6966 | -90.3689 | United States | US | USA | Missouri |  | 15551 | 1840009744
Overland Park, Kansas, United States | Overland Park | Overland Park | 38.887 | -94.687 | United States | US | USA | Kansas |  | 195494 | 1840003834
Overlea, Maryland, United States | Overlea | Overlea | 39.3642 | -76.5176 | United States | US | USA | Maryland |  | 12384 | 1840005683
Ovidiu, Constanţa, Romania | Ovidiu | Ovidiu | 44.27 | 28.56 | Romania | RO | ROU | Constanţa |  | 13847 | 1642244371
Oviedo, Asturias, Spain | Oviedo | Oviedo | 43.3634 | -5.8423 | Spain | ES | ESP | Asturias | admin | 189434 | 1724090743
Oviedo, Florida, United States | Oviedo | Oviedo | 28.658 | -81.1872 | United States | US | USA | Florida |  | 41860 | 1840015089
Ovruch, Zhytomyrs’ka Oblast’, Ukraine | Ovruch | Ovruch | 51.3244 | 28.8081 | Ukraine | UA | UKR | Zhytomyrs’ka Oblast’ | minor | 15795 | 1804670823
Ōwada, Aomori, Japan | Ōwada | Owada | 40.6128 | 141.2058 | Japan | JP | JPN | Aomori |  | 61058 | 1392976895
Owando, Cuvette, Congo (Brazzaville) | Owando | Owando | -0.4833 | 15.9 | Congo (Brazzaville) | CG | COG | Cuvette | admin | 34070 | 1178298042
Ōwani, Aomori, Japan | Ōwani | Owani | 40.5183 | 140.5678 | Japan | JP | JPN | Aomori |  | 8832 | 1392282662
Owariasahi, Aichi, Japan | Owariasahi | Owariasahi | 35.2167 | 137.0333 | Japan | JP | JPN | Aichi |  | 81914 | 1392703321
Owasso, Oklahoma, United States | Owasso | Owasso | 36.2882 | -95.8328 | United States | US | USA | Oklahoma |  | 36957 | 1840020385
Owatonna, Minnesota, United States | Owatonna | Owatonna | 44.0914 | -93.2304 | United States | US | USA | Minnesota |  | 25498 | 1840008983
Owego, New York, United States | Owego | Owego | 42.0881 | -76.1906 | United States | US | USA | New York |  | 18985 | 1840004668
Owen Sound, Ontario, Canada | Owen Sound | Owen Sound | 44.5667 | -80.9333 | Canada | CA | CAN | Ontario |  | 31820 | 1124623613
Owensboro, Kentucky, United States | Owensboro | Owensboro | 37.7574 | -87.1173 | United States | US | USA | Kentucky |  | 74068 | 1840014340
Owerri, Imo, Nigeria | Owerri | Owerri | 5.4833 | 7.0333 | Nigeria | NG | NGA | Imo | admin | 1401873 | 1566679132
Owings Mills, Maryland, United States | Owings Mills | Owings Mills | 39.4115 | -76.7913 | United States | US | USA | Maryland |  | 34477 | 1840005684
Owo, Ondo, Nigeria | Owo | Owo | 7.2004 | 5.59 | Nigeria | NG | NGA | Ondo | minor | 276574 | 1566833788
Owosso, Michigan, United States | Owosso | Owosso | 42.9955 | -84.176 | United States | US | USA | Michigan |  | 21315 | 1840003068
Oxapampa, Pasco, Peru | Oxapampa | Oxapampa | -10.5775 | -75.4017 | Peru | PE | PER | Pasco |  | 12826 | 1604643521
Oxford, Oxfordshire, United Kingdom | Oxford | Oxford | 51.7519 | -1.2578 | United Kingdom | GB | GBR | Oxfordshire |  | 154600 | 1826689568
Oxford, Mississippi, United States | Oxford | Oxford | 34.3627 | -89.5336 | United States | US | USA | Mississippi |  | 38310 | 1840014688
Oxford, Ohio, United States | Oxford | Oxford | 39.5061 | -84.7434 | United States | US | USA | Ohio |  | 23113 | 1840009572
Oxford, Alabama, United States | Oxford | Oxford | 33.5967 | -85.8687 | United States | US | USA | Alabama |  | 21225 | 1840014780
Oxford, Massachusetts, United States | Oxford | Oxford | 42.1286 | -71.8665 | United States | US | USA | Massachusetts |  | 13944 | 1840053601
Oxford, Connecticut, United States | Oxford | Oxford | 41.4313 | -73.135 | United States | US | USA | Connecticut |  | 13022 | 1840035533
Oxford, North Carolina, United States | Oxford | Oxford | 36.3155 | -78.5848 | United States | US | USA | North Carolina |  | 9634 | 1840014435
Oxford, Pennsylvania, United States | Oxford | Oxford | 39.7858 | -75.9801 | United States | US | USA | Pennsylvania |  | 5581 | 1840001431
Oxkutzkab, Yucatán, Mexico | Oxkutzkab | Oxkutzkab | 20.3028 | -89.4183 | Mexico | MX | MEX | Yucatán |  | 23096 | 1484480343
Oxnard, California, United States | Oxnard | Oxnard | 34.1963 | -119.1815 | United States | US | USA | California |  | 387647 | 1840020474
Oxon Hill, Maryland, United States | Oxon Hill | Oxon Hill | 38.7887 | -76.9733 | United States | US | USA | Maryland |  | 17720 | 1840026688
Oxted, Surrey, United Kingdom | Oxted | Oxted | 51.257 | -0.006 | United Kingdom | GB | GBR | Surrey |  | 11314 | 1826650120
Oyabe, Toyama, Japan | Oyabe | Oyabe | 36.6833 | 136.8667 | Japan | JP | JPN | Toyama |  | 29081 | 1392185523
Oyam, Oyam, Uganda | Oyam | Oyam | 2.2141 | 32.3703 | Uganda | UG | UGA | Oyam | admin |  | 1800867016
Oyama, Tochigi, Japan | Oyama | Oyama | 36.3147 | 139.8003 | Japan | JP | JPN | Tochigi |  | 167633 | 1392122083
Oyama, Shizuoka, Japan | Oyama | Oyama | 35.3667 | 138.9833 | Japan | JP | JPN | Shizuoka |  | 18491 | 1392334632
Ōyama, Kanagawa, Japan | Ōyama | Oyama | 35.2719 | 139.5864 | Japan | JP | JPN | Kanagawa |  | 31683 | 1392179278
Oyem, Woleu-Ntem, Gabon | Oyem | Oyem | 1.6 | 11.5667 | Gabon | GA | GAB | Woleu-Ntem | admin | 60685 | 1266867613
Oyo, Oyo, Nigeria | Oyo | Oyo | 7.8333 | 3.9333 | Nigeria | NG | NGA | Oyo | minor | 736072 | 1566930579
Oyonnax, Auvergne-Rhône-Alpes, France | Oyonnax | Oyonnax | 46.2561 | 5.6556 | France | FR | FRA | Auvergne-Rhône-Alpes |  | 22427 | 1250935509
Oyrarbakki, , Faroe Islands | Oyrarbakki | Oyrarbakki | 62.2079 | -6.9997 | Faroe Islands | FO | FRO |  | admin |  | 1234924029
Oyster Bay, New York, United States | Oyster Bay | Oyster Bay | 40.7845 | -73.5139 | United States | US | USA | New York |  | 297531 | 1840058379
Oytal, Zhambyl, Kazakhstan | Oytal | Oytal | 42.9153 | 73.2549 | Kazakhstan | KZ | KAZ | Zhambyl |  | 22673 | 1398816918
Ozamiz City, Misamis Occidental, Philippines | Ozamiz City | Ozamiz City | 8.15 | 123.85 | Philippines | PH | PHL | Misamis Occidental |  | 141828 | 1608100412
Ozark, Missouri, United States | Ozark | Ozark | 37.0361 | -93.2155 | United States | US | USA | Missouri |  | 20482 | 1840009926
Ozark, Alabama, United States | Ozark | Ozark | 31.4508 | -85.6473 | United States | US | USA | Alabama |  | 11562 | 1840005283
Ózd, Borsod-Abaúj-Zemplén, Hungary | Ózd | Ozd | 48.2192 | 20.2869 | Hungary | HU | HUN | Borsod-Abaúj-Zemplén | minor | 32564 | 1348082095
Ozërsk, Chelyabinskaya Oblast’, Russia | Ozërsk | Ozersk | 55.7556 | 60.7028 | Russia | RU | RUS | Chelyabinskaya Oblast’ |  | 79265 | 1643881437
Ozëry, Moskovskaya Oblast’, Russia | Ozëry | Ozery | 54.85 | 38.55 | Russia | RU | RUS | Moskovskaya Oblast’ |  | 25359 | 1643008708
Özgön, Osh, Kyrgyzstan | Özgön | Ozgon | 40.7667 | 73.3 | Kyrgyzstan | KG | KGZ | Osh |  | 49410 | 1417087485
Ozimek, Opolskie, Poland | Ozimek | Ozimek | 50.6731 | 18.2131 | Poland | PL | POL | Opolskie |  | 10000 | 1616756545
Ozoir-la-Ferrière, Île-de-France, France | Ozoir-la-Ferrière | Ozoir-la-Ferriere | 48.778 | 2.68 | France | FR | FRA | Île-de-France |  | 20331 | 1250806458
Ozolnieki, Ozolnieku Novads, Latvia | Ozolnieki | Ozolnieki | 56.6899 | 23.7761 | Latvia | LV | LVA | Ozolnieku Novads | admin |  | 1428973455
Ōzu, Ehime, Japan | Ōzu | Ozu | 33.5064 | 132.5447 | Japan | JP | JPN | Ehime |  | 41201 | 1392217388
Ōzu, Kumamoto, Japan | Ōzu | Ozu | 32.8789 | 130.8683 | Japan | JP | JPN | Kumamoto |  | 34571 | 1392068009
Ozumba, México, Mexico | Ozumba | Ozumba | 19.0392 | -98.7936 | Mexico | MX | MEX | México | minor | 27207 | 1484458348
Ozurgeti, Guria, Georgia | Ozurgeti | Ozurgeti | 41.9333 | 41.9833 | Georgia | GE | GEO | Guria | admin |  | 1268276279
P’ungsan, Yanggang, Korea, North | P’ungsan | P'ungsan | 40.8175 | 128.1553 | Korea, North | KP | PRK | Yanggang |  | 3839 | 1408098792
P’yŏng-dong, P’yŏngyang, Korea, North | P’yŏng-dong | P'yong-dong | 39.25 | 125.85 | Korea, North | KP | PRK | P’yŏngyang |  | 236583 | 1408184982
P’yŏngsan, Hwangbuk, Korea, North | P’yŏngsan | P'yongsan | 38.3367 | 126.3866 | Korea, North | KP | PRK | Hwangbuk |  | 66260 | 1408433221
P’yŏngsŏng, P’yŏngnam, Korea, North | P’yŏngsŏng | P'yongsong | 39.2464 | 125.8719 | Korea, North | KP | PRK | P’yŏngnam | admin |  | 1408000381
P”yatykhatky, Dnipropetrovs’ka Oblast’, Ukraine | P”yatykhatky | P'yatykhatky | 48.4126 | 33.7034 | Ukraine | UA | UKR | Dnipropetrovs’ka Oblast’ | minor | 18845 | 1804098931
Paamiut, Sermersooq, Greenland | Paamiut | Paamiut | 61.9956 | -49.6636 | Greenland | GL | GRL | Sermersooq |  | 1429 | 1304323922
Paarl, Western Cape, South Africa | Paarl | Paarl | -33.7242 | 18.9558 | South Africa | ZA | ZAF | Western Cape |  | 112045 | 1710440011
Pabellón de Arteaga, Aguascalientes, Mexico | Pabellón de Arteaga | Pabellon de Arteaga | 22.15 | -102.2667 | Mexico | MX | MEX | Aguascalientes | minor | 28633 | 1484799033
Pabianice, Łódzkie, Poland | Pabianice | Pabianice | 51.6642 | 19.35 | Poland | PL | POL | Łódzkie | minor | 64988 | 1616294006
Pābna, Rājshāhi, Bangladesh | Pābna | Pabna | 24.0004 | 89.25 | Bangladesh | BD | BGD | Rājshāhi |  | 137888 | 1050424286
Pabradė, Švenčionys, Lithuania | Pabradė | Pabrade | 54.9806 | 25.7667 | Lithuania | LT | LTU | Švenčionys |  | 5528 | 1440681485
Pacaembu, São Paulo, Brazil | Pacaembu | Pacaembu | -21.5622 | -51.2606 | Brazil | BR | BRA | São Paulo |  | 13961 | 1076580275
Pacasmayo, La Libertad, Peru | Pacasmayo | Pacasmayo | -7.4003 | -79.57 | Peru | PE | PER | La Libertad |  | 26125 | 1604459740
Pacatu, Bahia, Brazil | Pacatu | Pacatu | -11.9578 | -38.975 | Brazil | BR | BRA | Bahia |  | 20754 | 1076255229
Pace, Florida, United States | Pace | Pace | 30.6187 | -87.1667 | United States | US | USA | Florida |  | 23749 | 1840013919
Pachuca, Hidalgo, Mexico | Pachuca | Pachuca | 20.1 | -98.75 | Mexico | MX | MEX | Hidalgo | admin | 277375 | 1484575026
Pacific, Missouri, United States | Pacific | Pacific | 38.4805 | -90.7541 | United States | US | USA | Missouri |  | 10661 | 1840009644
Pacific, Washington, United States | Pacific | Pacific | 47.261 | -122.2507 | United States | US | USA | Washington |  | 7178 | 1840019834
Pacific Grove, California, United States | Pacific Grove | Pacific Grove | 36.6192 | -121.9255 | United States | US | USA | California |  | 15413 | 1840020359
Pacifica, California, United States | Pacifica | Pacifica | 37.6112 | -122.4781 | United States | US | USA | California |  | 38546 | 1840020307
Pacora, Panamá, Panama | Pacora | Pacora | 9.08 | -79.28 | Panama | PA | PAN | Panamá | minor | 52494 | 1591023850
Paços de Ferreira, Porto, Portugal | Paços de Ferreira | Pacos de Ferreira | 41.2833 | -8.3833 | Portugal | PT | PRT | Porto | minor | 56340 | 1620222597
Padang, Sumatera Barat, Indonesia | Padang | Padang | -0.9556 | 100.3606 | Indonesia | ID | IDN | Sumatera Barat | admin | 914970 | 1360900986
Padangpanjang, Sumatera Barat, Indonesia | Padangpanjang | Padangpanjang | -0.45 | 100.4167 | Indonesia | ID | IDN | Sumatera Barat |  | 52422 | 1360231049
Padangsidempuan, Sumatera Utara, Indonesia | Padangsidempuan | Padangsidempuan | 1.3667 | 99.2667 | Indonesia | ID | IDN | Sumatera Utara |  | 225544 | 1360506609
Paddock Wood, Kent, United Kingdom | Paddock Wood | Paddock Wood | 51.1756 | 0.3955 | United Kingdom | GB | GBR | Kent |  | 8263 | 1826300495
Pader, Pader, Uganda | Pader | Pader | 3.05 | 33.2167 | Uganda | UG | UGA | Pader | admin |  | 1800105199
Paderborn, North Rhine-Westphalia, Germany | Paderborn | Paderborn | 51.7167 | 8.7667 | Germany | DE | DEU | North Rhine-Westphalia | minor | 150580 | 1276339087
Padiham, Lancashire, United Kingdom | Padiham | Padiham | 53.797 | -2.311 | United Kingdom | GB | GBR | Lancashire |  | 10098 | 1826532234
Padilla, Chuquisaca, Bolivia | Padilla | Padilla | -19.3075 | -64.3022 | Bolivia | BO | BOL | Chuquisaca |  | 2920 | 1068422501
Padova, Veneto, Italy | Padova | Padova | 45.4064 | 11.8778 | Italy | IT | ITA | Veneto | minor | 211560 | 1380964615
Paducah, Kentucky, United States | Paducah | Paducah | 37.0711 | -88.6436 | United States | US | USA | Kentucky |  | 48481 | 1840014388
Pagadian, Zamboanga del Sur, Philippines | Pagadian | Pagadian | 7.8333 | 123.4333 | Philippines | PH | PHL | Zamboanga del Sur | admin | 199060 | 1608329397
Page, Arizona, United States | Page | Page | 36.9426 | -111.5071 | United States | US | USA | Arizona |  | 6924 | 1840020336
Pagėgiai, Pagégiai, Lithuania | Pagėgiai | Pagegiai | 55.1379 | 21.9138 | Lithuania | LT | LTU | Pagégiai | admin |  | 1440724133
Pageralam, Sumatera Selatan, Indonesia | Pageralam | Pageralam | -4.0217 | 103.2522 | Indonesia | ID | IDN | Sumatera Selatan | minor | 136244 | 1360027360
Pagham, West Sussex, United Kingdom | Pagham | Pagham | 50.7708 | -0.7448 | United Kingdom | GB | GBR | West Sussex |  | 5941 | 1826570427
Pago Pago, , American Samoa | Pago Pago | Pago Pago | -14.274 | -170.7046 | American Samoa | AS | ASM |  | primary | 12576 | 1016976740
Pagosa Springs, Colorado, United States | Pagosa Springs | Pagosa Springs | 37.2674 | -107.0307 | United States | US | USA | Colorado |  | 5927 | 1840022565
Pahokee, Florida, United States | Pahokee | Pahokee | 26.8202 | -80.662 | United States | US | USA | Florida |  | 8025 | 1840015124
Pahrump, Nevada, United States | Pahrump | Pahrump | 36.2411 | -116.0176 | United States | US | USA | Nevada |  | 36174 | 1840018821
Paianía, Attikí, Greece | Paianía | Paiania | 37.95 | 23.85 | Greece | GR | GRC | Attikí | minor | 14595 | 1300888494
Paide, Järvamaa, Estonia | Paide | Paide | 58.8833 | 25.5667 | Estonia | EE | EST | Järvamaa | admin | 7905 | 1233393684
Paignton, Devon, United Kingdom | Paignton | Paignton | 50.4353 | -3.5625 | United Kingdom | GB | GBR | Devon |  | 49021 | 1826935894
Pailin, Pailin, Cambodia | Pailin | Pailin | 12.8489 | 102.6093 | Cambodia | KH | KHM | Pailin | admin |  | 1116050327
Paimio, Varsinais-Suomi, Finland | Paimio | Paimio | 60.4569 | 22.6861 | Finland | FI | FIN | Varsinais-Suomi | minor | 10620 | 1246967951
Painesville, Ohio, United States | Painesville | Painesville | 41.724 | -81.2536 | United States | US | USA | Ohio |  | 19886 | 1840000542
Paintsville, Kentucky, United States | Paintsville | Paintsville | 37.8167 | -82.8088 | United States | US | USA | Kentucky |  | 6952 | 1840014331
Paisley, Renfrewshire, United Kingdom | Paisley | Paisley | 55.8466 | -4.4236 | United Kingdom | GB | GBR | Renfrewshire |  | 77310 | 1826549531
Paita, Piura, Peru | Paita | Paita | -5.0667 | -81.1 | Peru | PE | PER | Piura |  | 179346 | 1604588759
Pajacuarán, Michoacán de Ocampo, Mexico | Pajacuarán | Pajacuaran | 20.1178 | -102.5667 | Mexico | MX | MEX | Michoacán de Ocampo | minor | 10014 | 1484044014
Pájaros, Puerto Rico, Puerto Rico | Pájaros | Pajaros | 18.3609 | -66.2184 | Puerto Rico | PR | PRI | Puerto Rico |  | 9554 | 1630035532
Paju, Gyeonggi, Korea, South | Paju | Paju | 37.8328 | 126.8169 | Korea, South | KR | KOR | Gyeonggi | minor | 415345 | 1410365324
Pak Chong, Nakhon Ratchasima, Thailand | Pak Chong | Pak Chong | 14.6796 | 101.3976 | Thailand | TH | THA | Nakhon Ratchasima | minor | 35736 | 1764898547
Pak Kret, Nonthaburi, Thailand | Pak Kret | Pak Kret | 13.9125 | 100.4978 | Thailand | TH | THA | Nonthaburi | minor | 184501 | 1764165203
Pak Phanang, Nakhon Si Thammarat, Thailand | Pak Phanang | Pak Phanang | 8.3511 | 100.2019 | Thailand | TH | THA | Nakhon Si Thammarat | minor | 20425 | 1764714642
Pak Thong Chai, Nakhon Ratchasima, Thailand | Pak Thong Chai | Pak Thong Chai | 14.7302 | 102.0263 | Thailand | TH | THA | Nakhon Ratchasima | minor | 14272 | 1764718877
Pākdasht, Tehrān, Iran | Pākdasht | Pakdasht | 35.4817 | 51.6803 | Iran | IR | IRN | Tehrān | minor | 236319 | 1364370088
Pakefield, Suffolk, United Kingdom | Pakefield | Pakefield | 52.451 | 1.728 | United Kingdom | GB | GBR | Suffolk |  | 6563 | 1826187084
Pakenham, Victoria, Australia | Pakenham | Pakenham | -38.0712 | 145.4878 | Australia | AU | AUS | Victoria |  | 46421 | 1036063031
Pakhachi, Kamchatskiy Kray, Russia | Pakhachi | Pakhachi | 60.5816 | 169.05 | Russia | RU | RUS | Kamchatskiy Kray |  | 10 | 1643406349
Pakokku, Magway, Burma | Pakokku | Pakokku | 21.332 | 95.0866 | Burma | MM | MMR | Magway |  | 126938 | 1104161315
Pakpattan, Punjab, Pakistan | Pakpattan | Pakpattan | 30.35 | 73.4 | Pakistan | PK | PAK | Punjab | minor | 139525 | 1586409848
Pakruojis, Pakruojis, Lithuania | Pakruojis | Pakruojis | 55.9809 | 23.8551 | Lithuania | LT | LTU | Pakruojis | admin | 4640 | 1440570493
Paks, Tolna, Hungary | Paks | Paks | 46.6219 | 18.8558 | Hungary | HU | HUN | Tolna | minor | 18788 | 1348932688
Pakwach, Nebbi, Uganda | Pakwach | Pakwach | 2.45 | 31.5 | Uganda | UG | UGA | Nebbi | admin | 17541 | 1800204374
Pakxan, Bolikhamxai, Laos | Pakxan | Pakxan | 18.3831 | 103.6669 | Laos | LA | LAO | Bolikhamxai | admin |  | 1418088090
Pakxé, Champasak, Laos | Pakxé | Pakxe | 15.1167 | 105.7833 | Laos | LA | LAO | Champasak | admin | 119848 | 1418863956
Pala, Mayo-Kébbi Ouest, Chad | Pala | Pala | 9.3646 | 14.9073 | Chad | TD | TCD | Mayo-Kébbi Ouest | admin |  | 1148687410
Pala Oua, Mayo-Kébbi Ouest, Chad | Pala Oua | Pala Oua | 9.35 | 14.9667 | Chad | TD | TCD | Mayo-Kébbi Ouest |  | 38975 | 1148631807
Palafrugell, Catalonia, Spain | Palafrugell | Palafrugell | 41.9174 | 3.1631 | Spain | ES | ESP | Catalonia |  | 21049 | 1724222383
Palaiseau, Île-de-France, France | Palaiseau | Palaiseau | 48.7145 | 2.2457 | France | FR | FRA | Île-de-France | minor | 35514 | 1250731865
Pālakollu, Andhra Pradesh, India | Pālakollu | Palakollu | 16.5333 | 81.7333 | India | IN | IND | Andhra Pradesh |  | 129717 | 1356365783
Palana, Kamchatskiy Kray, Russia | Palana | Palana | 59.084 | 159.95 | Russia | RU | RUS | Kamchatskiy Kray |  | 3671 | 1643584640
Palanga, Palangos Miestas, Lithuania | Palanga | Palanga | 55.9167 | 21.0639 | Lithuania | LT | LTU | Palangos Miestas | admin | 15381 | 1440868798
Palangkaraya, Kalimantan Tengah, Indonesia | Palangkaraya | Palangkaraya | -2.21 | 113.92 | Indonesia | ID | IDN | Kalimantan Tengah | admin | 249434 | 1360268553
Palapye, Central, Botswana | Palapye | Palapye | -22.55 | 27.1333 | Botswana | BW | BWA | Central |  | 36211 | 1072264514
Palatine, Illinois, United States | Palatine | Palatine | 42.1181 | -88.043 | United States | US | USA | Illinois |  | 67482 | 1840011311
Palatka, Florida, United States | Palatka | Palatka | 29.6493 | -81.6705 | United States | US | USA | Florida |  | 23738 | 1840015062
Palatka, Magadanskaya Oblast’, Russia | Palatka | Palatka | 60.1 | 150.9 | Russia | RU | RUS | Magadanskaya Oblast’ |  | 21452 | 1643837733
Palau, Coahuila de Zaragoza, Mexico | Palau | Palau | 27.9167 | -101.4167 | Mexico | MX | MEX | Coahuila de Zaragoza |  | 16133 | 1484142037
Palayan City, Nueva Ecija, Philippines | Palayan City | Palayan City | 15.5333 | 121.0833 | Philippines | PH | PHL | Nueva Ecija | admin | 41041 | 1608192136
Palé, Annobón, Equatorial Guinea | Palé | Pale | -1.4043 | 5.6322 | Equatorial Guinea | GQ | GNQ | Annobón | admin | 5008 | 1226970205
Palembang, Sumatera Selatan, Indonesia | Palembang | Palembang | -2.9833 | 104.7644 | Indonesia | ID | IDN | Sumatera Selatan | admin | 1452456 | 1360902897
Palenga, Gulu, Uganda | Palenga | Palenga | 2.6131 | 32.3369 | Uganda | UG | UGA | Gulu | admin |  | 1800679810
Palermo, Sicilia, Italy | Palermo | Palermo | 38.1157 | 13.3613 | Italy | IT | ITA | Sicilia | admin | 674435 | 1380428434
Palermo, California, United States | Palermo | Palermo | 39.4313 | -121.5225 | United States | US | USA | California |  | 5544 | 1840018777
Palestina, São Paulo, Brazil | Palestina | Palestina | -20.39 | -49.4328 | Brazil | BR | BRA | São Paulo |  | 12231 | 1076718506
Palestine, Texas, United States | Palestine | Palestine | 31.7544 | -95.6471 | United States | US | USA | Texas |  | 18243 | 1840020798
Pālghāt, Kerala, India | Pālghāt | Palghat | 10.7792 | 76.6547 | India | IN | IND | Kerala |  | 130955 | 1356115164
Pāli, Rājasthān, India | Pāli | Pali | 25.7725 | 73.3233 | India | IN | IND | Rājasthān |  | 229956 | 1356212172
Palikir, Pohnpei, Micronesia, Federated States Of | Palikir | Palikir | 6.9178 | 158.185 | Micronesia, Federated States Of | FM | FSM | Pohnpei | primary | 6227 | 1583008885
Palisades Park, New Jersey, United States | Palisades Park | Palisades Park | 40.8472 | -73.9967 | United States | US | USA | New Jersey |  | 20715 | 1840000915
Pallasovka, Volgogradskaya Oblast’, Russia | Pallasovka | Pallasovka | 50.05 | 46.8833 | Russia | RU | RUS | Volgogradskaya Oblast’ |  | 14940 | 1643361305
Pallisa, Pallisa, Uganda | Pallisa | Pallisa | 1.145 | 33.7094 | Uganda | UG | UGA | Pallisa | admin | 30745 | 1800214906
Palm Bay, Florida, United States | Palm Bay | Palm Bay | 27.955 | -80.6627 | United States | US | USA | Florida |  | 507002 | 1840015094
Palm Beach, Florida, United States | Palm Beach | Palm Beach | 26.6932 | -80.0406 | United States | US | USA | Florida |  | 8816 | 1840017267
Palm Beach Gardens, Florida, United States | Palm Beach Gardens | Palm Beach Gardens | 26.8466 | -80.1679 | United States | US | USA | Florida |  | 57704 | 1840015125
Palm City, Florida, United States | Palm City | Palm City | 27.1736 | -80.2861 | United States | US | USA | Florida |  | 25225 | 1840014192
Palm Coast, Florida, United States | Palm Coast | Palm Coast | 29.5392 | -81.246 | United States | US | USA | Florida |  | 417007 | 1840015064
Palm Desert, California, United States | Palm Desert | Palm Desert | 33.7378 | -116.3695 | United States | US | USA | California |  | 53275 | 1840020555
Palm Harbor, Florida, United States | Palm Harbor | Palm Harbor | 28.0847 | -82.7481 | United States | US | USA | Florida |  | 61995 | 1840014143
Palm River-Clair Mel, Florida, United States | Palm River-Clair Mel | Palm River-Clair Mel | 27.9239 | -82.3791 | United States | US | USA | Florida |  | 23627 | 1840073873
Palm Springs, Florida, United States | Palm Springs | Palm Springs | 26.6349 | -80.0968 | United States | US | USA | Florida |  | 25216 | 1840018308
Palm Springs, California, United States | Palm Springs | Palm Springs | 33.8017 | -116.5382 | United States | US | USA | California |  | 48518 | 1840020556
Palm Springs North, Florida, United States | Palm Springs North | Palm Springs North | 25.9351 | -80.3339 | United States | US | USA | Florida |  | 5515 | 1840047821
Palm Tree, New York, United States | Palm Tree | Palm Tree | 41.3411 | -74.1667 | United States | US | USA | New York |  | 23744 | 1840141656
Palm Valley, Florida, United States | Palm Valley | Palm Valley | 30.2011 | -81.3949 | United States | US | USA | Florida |  | 21562 | 1840013971
Palma, Balearic Islands, Spain | Palma | Palma | 39.5667 | 2.6497 | Spain | ES | ESP | Balearic Islands | admin | 416065 | 1724728111
Palma Soriano, Santiago de Cuba, Cuba | Palma Soriano | Palma Soriano | 20.2139 | -75.9919 | Cuba | CU | CUB | Santiago de Cuba | minor | 76500 | 1192323011
Palmaner, Andhra Pradesh, India | Palmaner | Palmaner | 13.2 | 78.75 | India | IN | IND | Andhra Pradesh |  | 54035 | 1356813856
Palmares Paulista, São Paulo, Brazil | Palmares Paulista | Palmares Paulista | -21.0828 | -48.8008 | Brazil | BR | BRA | São Paulo |  | 12336 | 1076440891
Palmas, Tocantins, Brazil | Palmas | Palmas | -10.2128 | -48.3603 | Brazil | BR | BRA | Tocantins | admin | 272726 | 1076052802
Palmas, Paraná, Brazil | Palmas | Palmas | -26.4842 | -51.9906 | Brazil | BR | BRA | Paraná |  | 39150 | 1076528204
Palmdale, California, United States | Palmdale | Palmdale | 34.5944 | -118.1057 | United States | US | USA | California |  | 155079 | 1840020502
Palmeira d’Oeste, São Paulo, Brazil | Palmeira d’Oeste | Palmeira d'Oeste | -20.4158 | -50.7619 | Brazil | BR | BRA | São Paulo |  | 9596 | 1076247939
Palmeira dos Índios, Alagoas, Brazil | Palmeira dos Índios | Palmeira dos Indios | -9.4166 | -36.6166 | Brazil | BR | BRA | Alagoas |  | 41095 | 1076723276
Palmela, Setúbal, Portugal | Palmela | Palmela | 38.5667 | -8.9 | Portugal | PT | PRT | Setúbal | minor | 62831 | 1620934052
Palmer, Pennsylvania, United States | Palmer | Palmer | 40.7007 | -75.2628 | United States | US | USA | Pennsylvania |  | 21272 | 1840149341
Palmer, Massachusetts, United States | Palmer | Palmer | 42.1888 | -72.3112 | United States | US | USA | Massachusetts |  | 12232 | 1840132584
Palmer, Alaska, United States | Palmer | Palmer | 61.5971 | -149.1147 | United States | US | USA | Alaska |  | 7456 | 1840023379
Palmers Green, Enfield, United Kingdom | Palmers Green | Palmers Green | 51.6178 | -0.1092 | United Kingdom | GB | GBR | Enfield |  | 15162 | 1826526694
Palmerston North, Manawatu-Wanganui, New Zealand | Palmerston North | Palmerston North | -40.3549 | 175.6095 | New Zealand | NZ | NZL | Manawatu-Wanganui | admin | 80300 | 1554138183
Palmerton, Pennsylvania, United States | Palmerton | Palmerton | 40.8023 | -75.616 | United States | US | USA | Pennsylvania |  | 5336 | 1840003564
Palmetto, Florida, United States | Palmetto | Palmetto | 27.5251 | -82.575 | United States | US | USA | Florida |  | 13748 | 1840015116
Palmetto Bay, Florida, United States | Palmetto Bay | Palmetto Bay | 25.622 | -80.3221 | United States | US | USA | Florida |  | 24523 | 1840018335
Palmetto Estates, Florida, United States | Palmetto Estates | Palmetto Estates | 25.6211 | -80.3616 | United States | US | USA | Florida |  | 15970 | 1840029063
Palmital, São Paulo, Brazil | Palmital | Palmital | -22.7889 | -50.2175 | Brazil | BR | BRA | São Paulo |  | 22094 | 1076414022
Palmview, Texas, United States | Palmview | Palmview | 26.2303 | -98.3791 | United States | US | USA | Texas |  | 5774 | 1840021028
Palmview South, Texas, United States | Palmview South | Palmview South | 26.2164 | -98.378 | United States | US | USA | Texas |  | 5352 | 1840073265
Palmwoods, Queensland, Australia | Palmwoods | Palmwoods | -26.6883 | 152.9597 | Australia | AU | AUS | Queensland |  | 5676 | 1036016511
Palmyra, New York, United States | Palmyra | Palmyra | 43.0834 | -77.1917 | United States | US | USA | New York |  | 7646 | 1840004293
Palmyra, Pennsylvania, United States | Palmyra | Palmyra | 40.31 | -76.5945 | United States | US | USA | Pennsylvania |  | 7587 | 1840001350
Palmyra, New Jersey, United States | Palmyra | Palmyra | 40.0025 | -75.036 | United States | US | USA | New Jersey |  | 7140 | 1840001479
Palo Alto, Aguascalientes, Mexico | Palo Alto | Palo Alto | 21.9167 | -101.9667 | Mexico | MX | MEX | Aguascalientes | minor | 5399 | 1484615349
Palo Alto, California, United States | Palo Alto | Palo Alto | 37.3913 | -122.1468 | United States | US | USA | California |  | 65364 | 1840020333
Palo Negro, Aragua, Venezuela | Palo Negro | Palo Negro | 10.16 | -67.5582 | Venezuela | VE | VEN | Aragua | minor | 153706 | 1862061949
Paloma Creek South, Texas, United States | Paloma Creek South | Paloma Creek South | 33.21 | -96.9327 | United States | US | USA | Texas |  | 6624 | 1840041381
Pāloncha, Telangana, India | Pāloncha | Paloncha | 17.5815 | 80.6765 | India | IN | IND | Telangana |  | 80199 | 1356171257
Palopo, Sulawesi Selatan, Indonesia | Palopo | Palopo | -3 | 120.2 | Indonesia | ID | IDN | Sulawesi Selatan |  | 180130 | 1360740288
Palos de la Frontera, Andalusia, Spain | Palos de la Frontera | Palos de la Frontera | 37.2278 | -6.8932 | Spain | ES | ESP | Andalusia |  | 11289 | 1724003384
Palos Heights, Illinois, United States | Palos Heights | Palos Heights | 41.6637 | -87.7959 | United States | US | USA | Illinois |  | 12520 | 1840009181
Palos Hills, Illinois, United States | Palos Hills | Palos Hills | 41.6986 | -87.8266 | United States | US | USA | Illinois |  | 17060 | 1840009182
Palos Verdes Estates, California, United States | Palos Verdes Estates | Palos Verdes Estates | 33.7871 | -118.3976 | United States | US | USA | California |  | 13273 | 1840020503
Pālpā, Lumbinī, Nepal | Pālpā | Palpa | 27.8667 | 83.55 | Nepal | NP | NPL | Lumbinī |  | 29095 | 1524400922
Palu, Sulawesi Tengah, Indonesia | Palu | Palu | -0.895 | 119.8594 | Indonesia | ID | IDN | Sulawesi Tengah | admin | 359350 | 1360518272
Pāmidi, Andhra Pradesh, India | Pāmidi | Pamidi | 14.95 | 77.5833 | India | IN | IND | Andhra Pradesh |  | 26886 | 1356151467
Pampa, Texas, United States | Pampa | Pampa | 35.5479 | -100.9651 | United States | US | USA | Texas |  | 17230 | 1840022939
Pampa del Infierno, Chaco, Argentina | Pampa del Infierno | Pampa del Infierno | -26.5167 | -61.1667 | Argentina | AR | ARG | Chaco | minor | 2921 | 1032896072
Pamplona, Navarre, Spain | Pamplona | Pamplona | 42.8167 | -1.65 | Spain | ES | ESP | Navarre | admin | 201653 | 1724483329
Pamplona, Norte de Santander, Colombia | Pamplona | Pamplona | 7.3904 | -72.66 | Colombia | CO | COL | Norte de Santander | minor | 53587 | 1170275020
Pan de Azúcar, Maldonado, Uruguay | Pan de Azúcar | Pan de Azucar | -34.8 | -55.2167 | Uruguay | UY | URY | Maldonado |  | 6597 | 1858825191
Pana, Illinois, United States | Pana | Pana | 39.3828 | -89.0642 | United States | US | USA | Illinois |  | 5463 | 1840009548
Panabá, Yucatán, Mexico | Panabá | Panaba | 21.2964 | -88.2706 | Mexico | MX | MEX | Yucatán | minor | 5232 | 1484205103
Panabo, Davao del Norte, Philippines | Panabo | Panabo | 7.3 | 125.6833 | Philippines | PH | PHL | Davao del Norte |  | 184599 | 1608577408
Panagyurishte, Pazardzhik, Bulgaria | Panagyurishte | Panagyurishte | 42.5047 | 24.1892 | Bulgaria | BG | BGR | Pazardzhik | minor | 18350 | 1100223841
Panajachel, Sololá, Guatemala | Panajachel | Panajachel | 14.7361 | -91.1558 | Guatemala | GT | GTM | Sololá | minor | 11142 | 1320143050
Panaji, Goa, India | Panaji | Panaji | 15.48 | 73.83 | India | IN | IND | Goa | admin | 40017 | 1356909212
Panama City, Panamá, Panama | Panama City | Panama City | 9 | -79.5 | Panama | PA | PAN | Panamá | primary | 880691 | 1591672475
Panama City, Florida, United States | Panama City | Panama City | 30.1995 | -85.6004 | United States | US | USA | Florida |  | 136133 | 1840015034
Panama City Beach, Florida, United States | Panama City Beach | Panama City Beach | 30.2369 | -85.8775 | United States | US | USA | Florida |  | 12583 | 1840015035
Panauti̇̄, Bāgmatī, Nepal | Panauti̇̄ | Panauti | 27.5833 | 85.5167 | Nepal | NP | NPL | Bāgmatī |  | 27358 | 1524203755
Pančevo, Pančevo, Serbia | Pančevo | Pancevo | 44.8739 | 20.6519 | Serbia | RS | SRB | Pančevo | admin | 76203 | 1688356974
Pānchgani, Mahārāshtra, India | Pānchgani | Panchgani | 17.92 | 73.82 | India | IN | IND | Mahārāshtra |  | 13280 | 1356363420
Panciu, Vrancea, Romania | Panciu | Panciu | 45.91 | 27.09 | Romania | RO | ROU | Vrancea |  | 7664 | 1642583883
Pâncota, Arad, Romania | Pâncota | Pancota | 46.3225 | 21.6869 | Romania | RO | ROU | Arad |  | 6946 | 1642271257
Panda, Inhambane, Mozambique | Panda | Panda | -24.0629 | 34.7303 | Mozambique | MZ | MOZ | Inhambane |  | 602 | 1508574997
Pando, Canelones, Uruguay | Pando | Pando | -34.7167 | -55.9583 | Uruguay | UY | URY | Canelones |  | 25949 | 1858276269
Panevėžys, Panevėžio Miestas, Lithuania | Panevėžys | Panevezys | 55.725 | 24.3639 | Lithuania | LT | LTU | Panevėžio Miestas | admin | 91054 | 1440120065
Pangkalpinang, Kepulauan Bangka Belitung, Indonesia | Pangkalpinang | Pangkalpinang | -2.1 | 106.1 | Indonesia | ID | IDN | Kepulauan Bangka Belitung | admin | 125933 | 1360901919
Panguipulli, Los Ríos, Chile | Panguipulli | Panguipulli | -39.6419 | -72.3334 | Chile | CL | CHL | Los Ríos |  | 11091 | 1152158717
Pānihāti, West Bengal, India | Pānihāti | Panihati | 22.69 | 88.37 | India | IN | IND | West Bengal |  | 377347 | 1356118632
Panindícuaro, Michoacán de Ocampo, Mexico | Panindícuaro | Panindicuaro | 19.9828 | -101.7606 | Mexico | MX | MEX | Michoacán de Ocampo | minor | 5565 | 1484235185
Pānīpat, Haryāna, India | Pānīpat | Panipat | 29.4004 | 76.97 | India | IN | IND | Haryāna |  | 292808 | 1356526780
Panjakent, Sughd, Tajikistan | Panjakent | Panjakent | 39.5031 | 67.615 | Tajikistan | TJ | TJK | Sughd | minor | 33000 | 1762088946
Pannal, North Yorkshire, United Kingdom | Pannal | Pannal | 53.9609 | -1.5362 | United Kingdom | GB | GBR | North Yorkshire |  | 5562 | 1826649829
Pannawonica, Western Australia, Australia | Pannawonica | Pannawonica | -21.6333 | 116.333 | Australia | AU | AUS | Western Australia |  | 695 | 1036914573
Panshi, Jilin, China | Panshi | Panshi | 42.9392 | 126.0561 | China | CN | CHN | Jilin |  | 539804 | 1156659612
Pantanal, Yuma, Dominican Republic | Pantanal | Pantanal | 18.5103 | -68.3694 | Dominican Republic | DO | DOM | Yuma |  | 43982 | 1214144437
Pante Macassar, Oecussi-Ambeno, Timor-Leste | Pante Macassar | Pante Macassar | -9.2 | 124.3833 | Timor-Leste | TL | TLS | Oecussi-Ambeno | admin |  | 1626175417
Pantelimon, Ilfov, Romania | Pantelimon | Pantelimon | 44.4528 | 26.2036 | Romania | RO | ROU | Ilfov |  | 25596 | 1642982115
Panthersville, Georgia, United States | Panthersville | Panthersville | 33.7059 | -84.2764 | United States | US | USA | Georgia |  | 10581 | 1840013705
Pantin, Île-de-France, France | Pantin | Pantin | 48.8966 | 2.4017 | France | FR | FRA | Île-de-France |  | 57482 | 1250209071
Pánuco, Veracruz, Mexico | Pánuco | Panuco | 22.05 | -98.1833 | Mexico | MX | MEX | Veracruz | minor | 33122 | 1484059135
Paola, Paola, Malta | Paola | Paola | 35.8731 | 14.4989 | Malta | MT | MLT | Paola | admin |  | 1470416994
Paola, Kansas, United States | Paola | Paola | 38.5784 | -94.862 | United States | US | USA | Kansas |  | 5512 | 1840001654
Paoli, Pennsylvania, United States | Paoli | Paoli | 40.042 | -75.4912 | United States | US | USA | Pennsylvania |  | 5864 | 1840005501
Pápa, Veszprém, Hungary | Pápa | Papa | 47.3306 | 17.4658 | Hungary | HU | HUN | Veszprém | minor | 30382 | 1348169908
Papantla de Olarte, Veracruz, Mexico | Papantla de Olarte | Papantla de Olarte | 20.4478 | -97.32 | Mexico | MX | MEX | Veracruz | minor | 152863 | 1484844355
Papeete, Îles du Vent, French Polynesia | Papeete | Papeete | -17.5334 | -149.5667 | French Polynesia | PF | PYF | Îles du Vent |  | 131695 | 1258907380
Papenburg, Lower Saxony, Germany | Papenburg | Papenburg | 53.0667 | 7.4 | Germany | DE | DEU | Lower Saxony |  | 37579 | 1276460693
Paphos, Páfos, Cyprus | Paphos | Paphos | 34.7761 | 32.4265 | Cyprus | CY | CYP | Páfos | admin | 35961 | 1196607408
Papillion, Nebraska, United States | Papillion | Papillion | 41.1516 | -96.0679 | United States | US | USA | Nebraska |  | 20471 | 1840009328
Paracatu, Minas Gerais, Brazil | Paracatu | Paracatu | -17.2217 | -46.875 | Brazil | BR | BRA | Minas Gerais |  | 70753 | 1076347421
Parachinar, Khyber Pakhtunkhwa, Pakistan | Parachinar | Parachinar | 33.8992 | 70.1008 | Pakistan | PK | PAK | Khyber Pakhtunkhwa |  | 55685 | 1586337795
Paracho de Verduzco, Michoacán de Ocampo, Mexico | Paracho de Verduzco | Paracho de Verduzco | 19.65 | -102.0667 | Mexico | MX | MEX | Michoacán de Ocampo |  | 37464 | 1484536308
Paraćin, Paraćin, Serbia | Paraćin | Paracin | 43.8667 | 21.4167 | Serbia | RS | SRB | Paraćin | admin |  | 1688523885
Paracuru, Ceará, Brazil | Paracuru | Paracuru | -3.3995 | -39.04 | Brazil | BR | BRA | Ceará |  | 21196 | 1076591278
Paradise, Nevada, United States | Paradise | Paradise | 36.0807 | -115.1369 | United States | US | USA | Nevada |  | 233689 | 1840033743
Paradise, Newfoundland and Labrador, Canada | Paradise | Paradise | 47.5333 | -52.8667 | Canada | CA | CAN | Newfoundland and Labrador |  | 21389 | 1124001159
Paradise, California, United States | Paradise | Paradise | 39.7558 | -121.6063 | United States | US | USA | California |  | 5928 | 1840022428
Paradise Hills, New Mexico, United States | Paradise Hills | Paradise Hills | 35.1981 | -106.7023 | United States | US | USA | New Mexico |  | 5079 | 1840024971
Paradise Township, Pennsylvania, United States | Paradise Township | Paradise Township | 39.9859 | -76.1066 | United States | US | USA | Pennsylvania |  | 5598 | 1840144047
Paradise Valley, Arizona, United States | Paradise Valley | Paradise Valley | 33.5434 | -111.9595 | United States | US | USA | Arizona |  | 14637 | 1840022913
Paragould, Arkansas, United States | Paragould | Paragould | 36.0555 | -90.5149 | United States | US | USA | Arkansas |  | 27328 | 1840014474
Paraguaçu Paulista, São Paulo, Brazil | Paraguaçu Paulista | Paraguacu Paulista | -22.4197 | -50.5797 | Brazil | BR | BRA | São Paulo |  | 44794 | 1076783045
Paraguarí, Paraguarí, Paraguay | Paraguarí | Paraguari | -25.62 | -57.16 | Paraguay | PY | PRY | Paraguarí | admin | 18881 | 1600581132
Paraibuna, São Paulo, Brazil | Paraibuna | Paraibuna | -23.3861 | -45.6622 | Brazil | BR | BRA | São Paulo |  | 18125 | 1076100986
Paraíso, Tabasco, Mexico | Paraíso | Paraiso | 18.3961 | -93.2128 | Mexico | MX | MEX | Tabasco | minor | 86632 | 1484393519
Parakou, Borgou, Benin | Parakou | Parakou | 9.34 | 2.62 | Benin | BJ | BEN | Borgou | admin | 188853 | 1204807468
Paramaribo, Paramaribo, Suriname | Paramaribo | Paramaribo | 5.8667 | -55.1667 | Suriname | SR | SUR | Paramaribo | primary | 223757 | 1740518660
Paramount, California, United States | Paramount | Paramount | 33.8976 | -118.1652 | United States | US | USA | California |  | 53955 | 1840020504
Paramus, New Jersey, United States | Paramus | Paramus | 40.9455 | -74.0712 | United States | US | USA | New Jersey |  | 26264 | 1840000916
Paraná, Entre Ríos, Argentina | Paraná | Parana | -31.7444 | -60.5175 | Argentina | AR | ARG | Entre Ríos | admin | 247863 | 1032266693
Paranaguá, Paraná, Brazil | Paranaguá | Paranagua | -25.5279 | -48.5345 | Brazil | BR | BRA | Paraná |  | 141013 | 1076265266
Paranaíba, Mato Grosso do Sul, Brazil | Paranaíba | Paranaiba | -19.6772 | -51.1908 | Brazil | BR | BRA | Mato Grosso do Sul |  | 32217 | 1076355277
Paranapanema, São Paulo, Brazil | Paranapanema | Paranapanema | -23.3886 | -48.7228 | Brazil | BR | BRA | São Paulo |  | 19357 | 1076413704
Paraparaumu, Wellington, New Zealand | Paraparaumu | Paraparaumu | -40.9167 | 175.0167 | New Zealand | NZ | NZL | Wellington |  | 28900 | 1554166459
Parapuã, São Paulo, Brazil | Parapuã | Parapua | -21.7681 | -50.7717 | Brazil | BR | BRA | São Paulo |  | 11098 | 1076691844
Parbhani, Mahārāshtra, India | Parbhani | Parbhani | 19.2704 | 76.76 | India | IN | IND | Mahārāshtra |  | 378326 | 1356632842
Parchim, Mecklenburg-Western Pomerania, Germany | Parchim | Parchim | 53.4167 | 11.8333 | Germany | DE | DEU | Mecklenburg-Western Pomerania | minor | 18037 | 1276781173
Pardés H̱anna Karkur, Haifa, Israel | Pardés H̱anna Karkur | Pardes Hanna Karkur | 32.4711 | 34.9675 | Israel | IL | ISR | Haifa |  | 17800 | 1376163698
Pardinho, São Paulo, Brazil | Pardinho | Pardinho | -23.0811 | -48.3736 | Brazil | BR | BRA | São Paulo |  | 6122 | 1076265258
Pardubice, Pardubický Kraj, Czechia | Pardubice | Pardubice | 50.0386 | 15.7792 | Czechia | CZ | CZE | Pardubický Kraj | admin | 91727 | 1203857442
Paredes, Porto, Portugal | Paredes | Paredes | 41.2 | -8.3333 | Portugal | PT | PRT | Porto | minor | 86854 | 1620650523
Parepare, Sulawesi Selatan, Indonesia | Parepare | Parepare | -4.0167 | 119.6236 | Indonesia | ID | IDN | Sulawesi Selatan |  | 129542 | 1360021476
Pargas, Varsinais-Suomi, Finland | Pargas | Pargas | 60.3 | 22.3 | Finland | FI | FIN | Varsinais-Suomi | minor | 15457 | 1246990890
Pariaman, Sumatera Barat, Indonesia | Pariaman | Pariaman | -0.6261 | 100.1206 | Indonesia | ID | IDN | Sumatera Barat | minor | 85485 | 1360811086
Parigi, Andhra Pradesh, India | Parigi | Parigi | 13.8929 | 77.4598 | India | IN | IND | Andhra Pradesh |  | 12614 | 1356618142
Parintins, Amazonas, Brazil | Parintins | Parintins | -2.61 | -56.74 | Brazil | BR | BRA | Amazonas |  | 64428 | 1076090375
Pariquera-Açu, São Paulo, Brazil | Pariquera-Açu | Pariquera-Acu | -24.715 | -47.8811 | Brazil | BR | BRA | São Paulo |  | 19391 | 1076959622
Paris, Île-de-France, France | Paris | Paris | 48.8566 | 2.3522 | France | FR | FRA | Île-de-France | primary | 11020000 | 1250015082
Paris, Texas, United States | Paris | Paris | 33.6688 | -95.546 | United States | US | USA | Texas |  | 26010 | 1840020594
Paris, Kentucky, United States | Paris | Paris | 38.2016 | -84.2719 | United States | US | USA | Kentucky |  | 12485 | 1840014315
Paris, Tennessee, United States | Paris | Paris | 36.2934 | -88.3065 | United States | US | USA | Tennessee |  | 10536 | 1840014438
Paris, Illinois, United States | Paris | Paris | 39.6149 | -87.6904 | United States | US | USA | Illinois |  | 8394 | 1840009542
Paris, Maine, United States | Paris | Paris | 44.2445 | -70.4883 | United States | US | USA | Maine |  | 5131 | 1840052952
Park City, Illinois, United States | Park City | Park City | 42.3522 | -87.8915 | United States | US | USA | Illinois |  | 7438 | 1840009133
Park City, Utah, United States | Park City | Park City | 40.6505 | -111.502 | United States | US | USA | Utah |  | 15061 | 1840020140
Park City, Kansas, United States | Park City | Park City | 37.8103 | -97.3255 | United States | US | USA | Kansas |  | 7764 | 1840009870
Park Forest, Illinois, United States | Park Forest | Park Forest | 41.4817 | -87.6868 | United States | US | USA | Illinois |  | 21210 | 1840011313
Park Forest Village, Pennsylvania, United States | Park Forest Village | Park Forest Village | 40.7996 | -77.9084 | United States | US | USA | Pennsylvania |  | 10610 | 1840035143
Park Hills, Missouri, United States | Park Hills | Park Hills | 37.8211 | -90.505 | United States | US | USA | Missouri |  | 8529 | 1840009857
Park Ridge, Illinois, United States | Park Ridge | Park Ridge | 42.0125 | -87.8436 | United States | US | USA | Illinois |  | 36950 | 1840009183
Park Ridge, New Jersey, United States | Park Ridge | Park Ridge | 41.0353 | -74.0423 | United States | US | USA | New Jersey |  | 8694 | 1840000917
Park Street, Hertfordshire, United Kingdom | Park Street | Park Street | 51.722 | -0.339 | United Kingdom | GB | GBR | Hertfordshire |  | 6781 | 1826341267
Parkano, Pirkanmaa, Finland | Parkano | Parkano | 62.0097 | 23.025 | Finland | FI | FIN | Pirkanmaa | minor | 6766 | 1246564244
Parker, Colorado, United States | Parker | Parker | 39.5084 | -104.7753 | United States | US | USA | Colorado |  | 57706 | 1840022454
Parker, South Carolina, United States | Parker | Parker | 34.8514 | -82.4512 | United States | US | USA | South Carolina |  | 12850 | 1840035848
Parker, Texas, United States | Parker | Parker | 33.057 | -96.6248 | United States | US | USA | Texas |  | 5177 | 1840020661
Parkersburg, West Virginia, United States | Parkersburg | Parkersburg | 39.2624 | -81.542 | United States | US | USA | West Virginia |  | 62566 | 1840005786
Parkes, New South Wales, Australia | Parkes | Parkes | -33.095 | 148.2628 | Australia | AU | AUS | New South Wales |  | 11408 | 1036977270
Parkland, Washington, United States | Parkland | Parkland | 47.1417 | -122.4376 | United States | US | USA | Washington |  | 37185 | 1840018453
Parkland, Florida, United States | Parkland | Parkland | 26.3218 | -80.2533 | United States | US | USA | Florida |  | 34170 | 1840015140
Parkstone, Poole, United Kingdom | Parkstone | Parkstone | 50.71 | -1.95 | United Kingdom | GB | GBR | Poole |  | 10779 | 1826119514
Parksville, British Columbia, Canada | Parksville | Parksville | 49.315 | -124.312 | Canada | CA | CAN | British Columbia |  | 12514 | 1124698963
Parkville, Maryland, United States | Parkville | Parkville | 39.3832 | -76.5519 | United States | US | USA | Maryland |  | 31633 | 1840005685
Parkville, Pennsylvania, United States | Parkville | Parkville | 39.7859 | -76.9686 | United States | US | USA | Pennsylvania |  | 7162 | 1840005507
Parkville, Missouri, United States | Parkville | Parkville | 39.2004 | -94.7222 | United States | US | USA | Missouri |  | 7162 | 1840009590
Parkway, California, United States | Parkway | Parkway | 38.4993 | -121.452 | United States | US | USA | California |  | 15885 | 1840024628
Parkwood, Washington, United States | Parkwood | Parkwood | 47.5266 | -122.5986 | United States | US | USA | Washington |  | 6700 | 1840037518
Parlier, California, United States | Parlier | Parlier | 36.6087 | -119.5434 | United States | US | USA | California |  | 15613 | 1840020323
Parma, Emilia-Romagna, Italy | Parma | Parma | 44.8015 | 10.328 | Italy | IT | ITA | Emilia-Romagna | minor | 194417 | 1380655938
Parma, Ohio, United States | Parma | Parma | 41.3843 | -81.7286 | United States | US | USA | Ohio |  | 78103 | 1840003406
Parma, Komi, Russia | Parma | Parma | 65.923 | 57.403 | Russia | RU | RUS | Komi |  | 45000 | 1643982067
Parma, New York, United States | Parma | Parma | 43.2651 | -77.7968 | United States | US | USA | New York |  | 15727 | 1840087782
Parma Heights, Ohio, United States | Parma Heights | Parma Heights | 41.3865 | -81.7637 | United States | US | USA | Ohio |  | 19790 | 1840003407
Parnaíba, Piauí, Brazil | Parnaíba | Parnaiba | -2.91 | -41.77 | Brazil | BR | BRA | Piauí |  | 138008 | 1076568871
Pärnu, Pärnumaa, Estonia | Pärnu | Parnu | 58.3844 | 24.4989 | Estonia | EE | EST | Pärnumaa | admin | 39438 | 1233955054
Paro, Paro, Bhutan | Paro | Paro | 27.4333 | 89.4167 | Bhutan | BT | BTN | Paro | admin | 15000 | 1064216277
Parole, Maryland, United States | Parole | Parole | 38.9861 | -76.5519 | United States | US | USA | Maryland |  | 16232 | 1840005913
Parque del Plata, Canelones, Uruguay | Parque del Plata | Parque del Plata | -34.7667 | -55.7167 | Uruguay | UY | URY | Canelones |  | 7896 | 1858274411
Parral, Chihuahua, Mexico | Parral | Parral | 26.9333 | -105.6667 | Mexico | MX | MEX | Chihuahua | minor | 109510 | 1484607603
Parras de la Fuente, Coahuila de Zaragoza, Mexico | Parras de la Fuente | Parras de la Fuente | 25.4403 | -102.1792 | Mexico | MX | MEX | Coahuila de Zaragoza | minor | 45423 | 1484273682
Parry Sound, Ontario, Canada | Parry Sound | Parry Sound | 45.3333 | -80.0333 | Canada | CA | CAN | Ontario |  | 6408 | 1124245809
Parsberg, Bavaria, Germany | Parsberg | Parsberg | 49.15 | 11.7167 | Germany | DE | DEU | Bavaria |  | 7213 | 1276835529
Parsippany-Troy Hills, New Jersey, United States | Parsippany-Troy Hills | Parsippany-Troy Hills | 40.8601 | -74.4238 | United States | US | USA | New Jersey |  | 52768 | 1840081736
Parsons, Kansas, United States | Parsons | Parsons | 37.3405 | -95.2959 | United States | US | USA | Kansas |  | 9294 | 1840001712
Partesh, Partesh, Kosovo | Partesh | Partesh | 42.4019 | 21.4336 | Kosovo | XK | XKS | Partesh | admin | 5300 | 1901909986
Partick, Glasgow City, United Kingdom | Partick | Partick | 55.8699 | -4.3125 | United Kingdom | GB | GBR | Glasgow City |  | 8884 | 1826598697
Partington, Trafford, United Kingdom | Partington | Partington | 53.42 | -2.43 | United Kingdom | GB | GBR | Trafford |  | 7327 | 1826211416
Partizansk, Primorskiy Kray, Russia | Partizansk | Partizansk | 43.1333 | 133.1333 | Russia | RU | RUS | Primorskiy Kray |  | 37059 | 1643537193
Partizánske, Nitriansky, Slovakia | Partizánske | Partizanske | 48.6333 | 18.3667 | Slovakia | SK | SVK | Nitriansky | minor | 22653 | 1703749885
Pārūn, Nūristān, Afghanistan | Pārūn | Parun | 35.4206 | 70.9226 | Afghanistan | AF | AFG | Nūristān | admin |  | 1004795942
Parvomay, Plovdiv, Bulgaria | Parvomay | Parvomay | 42.0994 | 25.2242 | Bulgaria | BG | BGR | Plovdiv |  | 15518 | 1100284082
Pasadena, Texas, United States | Pasadena | Pasadena | 29.6583 | -95.1499 | United States | US | USA | Texas |  | 151227 | 1840020930
Pasadena, California, United States | Pasadena | Pasadena | 34.1597 | -118.139 | United States | US | USA | California |  | 141029 | 1840020505
Pasadena, Maryland, United States | Pasadena | Pasadena | 39.1552 | -76.5537 | United States | US | USA | Maryland |  | 28338 | 1840005914
Pasadena Hills, Florida, United States | Pasadena Hills | Pasadena Hills | 28.2881 | -82.238 | United States | US | USA | Florida |  | 10216 | 1840039051
Pasaje, El Oro, Ecuador | Pasaje | Pasaje | -3.3269 | -79.8049 | Ecuador | EC | ECU | El Oro |  | 52673 | 1218997966
Pasay City, Pasay, Philippines | Pasay City | Pasay City | 14.55 | 121 | Philippines | PH | PHL | Pasay | admin | 416522 | 1608448280
Pascagoula, Mississippi, United States | Pascagoula | Pascagoula | 30.3665 | -88.5507 | United States | US | USA | Mississippi |  | 48869 | 1840015018
Pasco, Washington, United States | Pasco | Pasco | 46.2506 | -119.1304 | United States | US | USA | Washington |  | 75432 | 1840019888
Pasewalk, Mecklenburg-Western Pomerania, Germany | Pasewalk | Pasewalk | 53.5063 | 13.99 | Germany | DE | DEU | Mecklenburg-Western Pomerania |  | 10213 | 1276152058
Pasig City, Pasig, Philippines | Pasig City | Pasig City | 14.575 | 121.0833 | Philippines | PH | PHL | Pasig | admin | 755300 | 1608278212
Paso de los Toros, Durazno, Uruguay | Paso de los Toros | Paso de los Toros | -32.8181 | -56.5064 | Uruguay | UY | URY | Durazno |  | 12985 | 1858768851
Paso de Ovejas, Veracruz, Mexico | Paso de Ovejas | Paso de Ovejas | 19.285 | -96.44 | Mexico | MX | MEX | Veracruz | minor | 33392 | 1484005936
Pass Christian, Mississippi, United States | Pass Christian | Pass Christian | 30.327 | -89.2436 | United States | US | USA | Mississippi |  | 6307 | 1840015024
Passaic, New Jersey, United States | Passaic | Passaic | 40.8574 | -74.1282 | United States | US | USA | New Jersey |  | 69703 | 1840000837
Passau, Bavaria, Germany | Passau | Passau | 48.5667 | 13.4667 | Germany | DE | DEU | Bavaria | minor | 52469 | 1276123699
Passi, Iloilo, Philippines | Passi | Passi | 11.1 | 122.6333 | Philippines | PH | PHL | Iloilo |  | 80544 | 1608905309
Passo Fundo, Rio Grande do Sul, Brazil | Passo Fundo | Passo Fundo | -28.25 | -52.42 | Brazil | BR | BRA | Rio Grande do Sul |  | 179529 | 1076763340
Passos, Minas Gerais, Brazil | Passos | Passos | -20.71 | -46.61 | Brazil | BR | BRA | Minas Gerais |  | 98752 | 1076782492
Pastavy, Vitsyebskaya Voblasts’, Belarus | Pastavy | Pastavy | 55.1167 | 26.8333 | Belarus | BY | BLR | Vitsyebskaya Voblasts’ | minor | 19300 | 1112856591
Pasto, Nariño, Colombia | Pasto | Pasto | 1.2136 | -77.2811 | Colombia | CO | COL | Nariño | admin | 382236 | 1170320545
Pasuruan, Jawa Timur, Indonesia | Pasuruan | Pasuruan | -7.6406 | 112.9065 | Indonesia | ID | IDN | Jawa Timur |  | 186262 | 1360084806
Pasvalys, Pasvalys, Lithuania | Pasvalys | Pasvalys | 56.0611 | 24.4028 | Lithuania | LT | LTU | Pasvalys | admin | 6768 | 1440957197
Pásztó, Nógrád, Hungary | Pásztó | Paszto | 47.9194 | 19.6978 | Hungary | HU | HUN | Nógrád | minor | 9124 | 1348953784
Patacamaya, La Paz, Bolivia | Patacamaya | Patacamaya | -17.2333 | -67.9167 | Bolivia | BO | BOL | La Paz |  | 22858 | 1068827645
Patam, Kepulauan Riau, Indonesia | Patam | Patam | 1.0678 | 104.0167 | Indonesia | ID | IDN | Kepulauan Riau |  | 1029808 | 1360893799
Pătârlagele, Buzău, Romania | Pătârlagele | Patarlagele | 45.3189 | 26.3597 | Romania | RO | ROU | Buzău |  | 7304 | 1642932973
Pataskala, Ohio, United States | Pataskala | Pataskala | 40.011 | -82.7155 | United States | US | USA | Ohio |  | 15883 | 1840001420
Patcham, Brighton and Hove, United Kingdom | Patcham | Patcham | 50.864 | -0.15 | United Kingdom | GB | GBR | Brighton and Hove |  | 14277 | 1826835720
Patchogue, New York, United States | Patchogue | Patchogue | 40.7621 | -73.0185 | United States | US | USA | New York |  | 12321 | 1840005129
Paterson, New Jersey, United States | Paterson | Paterson | 40.9147 | -74.1624 | United States | US | USA | New Jersey |  | 145233 | 1840000838
Pathanāmthitta, Kerala, India | Pathanāmthitta | Pathanamthitta | 9.2647 | 76.7872 | India | IN | IND | Kerala |  | 37802 | 1356059485
Pathānkot, Punjab, India | Pathānkot | Pathankot | 32.2689 | 75.6497 | India | IN | IND | Punjab |  | 155909 | 1356878237
Pathein, Ayeyawady, Burma | Pathein | Pathein | 16.7667 | 94.7333 | Burma | MM | MMR | Ayeyawady | admin | 237089 | 1104832430
Pathum Thani, Pathum Thani, Thailand | Pathum Thani | Pathum Thani | 13.9841 | 100.5512 | Thailand | TH | THA | Pathum Thani | admin | 13987 | 1764434288
Pati, Jawa Tengah, Indonesia | Pati | Pati | -6.7415 | 111.0347 | Indonesia | ID | IDN | Jawa Tengah | minor | 122785 | 1360407556
Patiāla, Punjab, India | Patiāla | Patiala | 30.3204 | 76.385 | India | IN | IND | Punjab |  | 329224 | 1356458416
Pativilca, Lima, Peru | Pativilca | Pativilca | -10.6996 | -77.8 | Peru | PE | PER | Lima |  | 31905 | 1604804321
Patna, Bihār, India | Patna | Patna | 25.61 | 85.1414 | India | IN | IND | Bihār | admin | 1684222 | 1356821429
Patnos, Ağrı, Turkey | Patnos | Patnos | 39.2358 | 42.8686 | Turkey | TR | TUR | Ağrı | minor | 122833 | 1792386113
Patos, Paraíba, Brazil | Patos | Patos | -7.0196 | -37.29 | Brazil | BR | BRA | Paraíba |  | 92575 | 1076232522
Patos, Fier, Albania | Patos | Patos | 40.6841 | 19.6194 | Albania | AL | ALB | Fier |  | 15397 | 1008184635
Patos de Minas, Minas Gerais, Brazil | Patos de Minas | Patos de Minas | -18.5871 | -46.5149 | Brazil | BR | BRA | Minas Gerais |  | 150833 | 1076100026
Pátra, Dytikí Elláda, Greece | Pátra | Patra | 38.25 | 21.7333 | Greece | GR | GRC | Dytikí Elláda | admin | 167446 | 1300201099
Patrocínio Paulista, São Paulo, Brazil | Patrocínio Paulista | Patrocinio Paulista | -20.6394 | -47.2817 | Brazil | BR | BRA | São Paulo |  | 14093 | 1076390439
Pattani, Pattani, Thailand | Pattani | Pattani | 6.8664 | 101.2508 | Thailand | TH | THA | Pattani | admin | 44234 | 1764277891
Pattensen, Lower Saxony, Germany | Pattensen | Pattensen | 52.2645 | 9.7644 | Germany | DE | DEU | Lower Saxony |  | 14636 | 1276603378
Patterson, California, United States | Patterson | Patterson | 37.4758 | -121.1535 | United States | US | USA | California |  | 22930 | 1840020290
Patterson, New York, United States | Patterson | Patterson | 41.4849 | -73.5921 | United States | US | USA | New York |  | 11922 | 1840058386
Patterson, Louisiana, United States | Patterson | Patterson | 29.6909 | -91.3096 | United States | US | USA | Louisiana |  | 5792 | 1840015057
Pattoki, Punjab, Pakistan | Pattoki | Pattoki | 31.0214 | 73.8528 | Pakistan | PK | PAK | Punjab |  | 77210 | 1586235509
Patton, Pennsylvania, United States | Patton | Patton | 40.8258 | -77.9237 | United States | US | USA | Pennsylvania |  | 15905 | 1840144238
Pátzcuaro, Michoacán de Ocampo, Mexico | Pátzcuaro | Patzcuaro | 19.5164 | -101.6097 | Mexico | MX | MEX | Michoacán de Ocampo | minor | 79868 | 1484039505
Pau, Nouvelle-Aquitaine, France | Pau | Pau | 43.3 | -0.37 | France | FR | FRA | Nouvelle-Aquitaine | minor | 77130 | 1250041150
Paulicéia, São Paulo, Brazil | Paulicéia | Pauliceia | -21.3167 | -51.8333 | Brazil | BR | BRA | São Paulo |  | 6981 | 1076216479
Paulínia, São Paulo, Brazil | Paulínia | Paulinia | -22.7611 | -47.1542 | Brazil | BR | BRA | São Paulo |  | 97702 | 1076327352
Paulo Afonso, Bahia, Brazil | Paulo Afonso | Paulo Afonso | -9.3307 | -38.2657 | Brazil | BR | BRA | Bahia |  | 85350 | 1076084498
Paulo de Faria, São Paulo, Brazil | Paulo de Faria | Paulo de Faria | -20.0308 | -49.3828 | Brazil | BR | BRA | São Paulo |  | 8924 | 1076000170
Pauls Valley, Oklahoma, United States | Pauls Valley | Pauls Valley | 34.7236 | -97.2291 | United States | US | USA | Oklahoma |  | 5761 | 1840020479
Paulsboro, New Jersey, United States | Paulsboro | Paulsboro | 39.84 | -75.2397 | United States | US | USA | New Jersey |  | 5854 | 1840001523
Paulton, Bath and North East Somerset, United Kingdom | Paulton | Paulton | 51.3069 | -2.5027 | United Kingdom | GB | GBR | Bath and North East Somerset |  | 5303 | 1826351087
Pāvilosta, Pāvilostas Novads, Latvia | Pāvilosta | Pavilosta | 56.8878 | 21.1842 | Latvia | LV | LVA | Pāvilostas Novads | admin | 1035 | 1428955629
Pavlikeni, Veliko Tarnovo, Bulgaria | Pavlikeni | Pavlikeni | 43.2367 | 25.3092 | Bulgaria | BG | BGR | Veliko Tarnovo |  | 11921 | 1100655871
Pavlodar, Pavlodar, Kazakhstan | Pavlodar | Pavlodar | 52.3156 | 76.9564 | Kazakhstan | KZ | KAZ | Pavlodar | admin | 353930 | 1398790087
Pavlohrad, Dnipropetrovs’ka Oblast’, Ukraine | Pavlohrad | Pavlohrad | 48.52 | 35.87 | Ukraine | UA | UKR | Dnipropetrovs’ka Oblast’ | minor | 106082 | 1804162854
Pavlovo, Nizhegorodskaya Oblast’, Russia | Pavlovo | Pavlovo | 55.9619 | 43.09 | Russia | RU | RUS | Nizhegorodskaya Oblast’ |  | 57630 | 1643644827
Pavlovsk, Voronezhskaya Oblast’, Russia | Pavlovsk | Pavlovsk | 50.45 | 40.0667 | Russia | RU | RUS | Voronezhskaya Oblast’ | minor | 24858 | 1643562859
Pavlovskiy Posad, Moskovskaya Oblast’, Russia | Pavlovskiy Posad | Pavlovskiy Posad | 55.7833 | 38.65 | Russia | RU | RUS | Moskovskaya Oblast’ |  | 65432 | 1643881333
Paw Paw, Michigan, United States | Paw Paw | Paw Paw | 42.2147 | -85.8918 | United States | US | USA | Michigan |  | 8270 | 1840011208
Pawcatuck, Connecticut, United States | Pawcatuck | Pawcatuck | 41.3774 | -71.8492 | United States | US | USA | Connecticut |  | 5249 | 1840003353
Pawling, New York, United States | Pawling | Pawling | 41.5661 | -73.5971 | United States | US | USA | New York |  | 8264 | 1840004751
Pawtucket, Rhode Island, United States | Pawtucket | Pawtucket | 41.8744 | -71.3743 | United States | US | USA | Rhode Island |  | 72117 | 1840003285
Paxtonia, Pennsylvania, United States | Paxtonia | Paxtonia | 40.3166 | -76.7884 | United States | US | USA | Pennsylvania |  | 5670 | 1840005399
Payakumbuh, Sumatera Barat, Indonesia | Payakumbuh | Payakumbuh | -0.2244 | 100.6325 | Indonesia | ID | IDN | Sumatera Barat |  | 125608 | 1360091636
Payerne, Vaud, Switzerland | Payerne | Payerne | 46.8167 | 6.9333 | Switzerland | CH | CHE | Vaud |  | 9943 | 1756860201
Payette, Idaho, United States | Payette | Payette | 44.0788 | -116.9255 | United States | US | USA | Idaho |  | 7727 | 1840020015
Paysandú, Paysandú, Uruguay | Paysandú | Paysandu | -32.32 | -58.0756 | Uruguay | UY | URY | Paysandú | admin | 76429 | 1858756515
Payson, Utah, United States | Payson | Payson | 40.036 | -111.7395 | United States | US | USA | Utah |  | 20303 | 1840020172
Payson, Arizona, United States | Payson | Payson | 34.2434 | -111.3195 | United States | US | USA | Arizona |  | 14684 | 1840022857
Pazar, Tokat, Turkey | Pazar | Pazar | 40.2759 | 36.2832 | Turkey | TR | TUR | Tokat | minor | 14335 | 1792303628
Pazardzhik, Pazardzhik, Bulgaria | Pazardzhik | Pazardzhik | 42.1892 | 24.3317 | Bulgaria | BG | BGR | Pazardzhik | admin | 84619 | 1100273248
Pazin, Istarska Županija, Croatia | Pazin | Pazin | 45.2392 | 13.9386 | Croatia | HR | HRV | Istarska Županija | admin |  | 1191654566
Pea Ridge, West Virginia, United States | Pea Ridge | Pea Ridge | 38.4154 | -82.3188 | United States | US | USA | West Virginia |  | 6215 | 1840038311
Pea Ridge, Arkansas, United States | Pea Ridge | Pea Ridge | 36.449 | -94.1211 | United States | US | USA | Arkansas |  | 6211 | 1840014443
Peabody, Massachusetts, United States | Peabody | Peabody | 42.5335 | -70.9724 | United States | US | USA | Massachusetts |  | 53070 | 1840000414
Peace River, Alberta, Canada | Peace River | Peace River | 56.2339 | -117.2897 | Canada | CA | CAN | Alberta |  | 6842 | 1124941936
Peachland, British Columbia, Canada | Peachland | Peachland | 49.7736 | -119.7369 | Canada | CA | CAN | British Columbia |  | 5428 | 1124440160
Peachtree City, Georgia, United States | Peachtree City | Peachtree City | 33.3943 | -84.5712 | United States | US | USA | Georgia |  | 36223 | 1840014822
Peachtree Corners, Georgia, United States | Peachtree Corners | Peachtree Corners | 33.967 | -84.2319 | United States | US | USA | Georgia |  | 43905 | 1840029447
Pearl, Mississippi, United States | Pearl | Pearl | 32.273 | -90.0918 | United States | US | USA | Mississippi |  | 26510 | 1840014888
Pearl City, Hawaii, United States | Pearl City | Pearl City | 21.4031 | -157.9566 | United States | US | USA | Hawaii |  | 46129 | 1840023251
Pearl River, New York, United States | Pearl River | Pearl River | 41.0615 | -74.0047 | United States | US | USA | New York |  | 16495 | 1840004966
Pearland, Texas, United States | Pearland | Pearland | 29.5585 | -95.3215 | United States | US | USA | Texas |  | 122460 | 1840020979
Pearsall, Texas, United States | Pearsall | Pearsall | 28.8885 | -99.0988 | United States | US | USA | Texas |  | 10973 | 1840020992
Peasedown Saint John, Bath and North East Somerset, United Kingdom | Peasedown Saint John | Peasedown Saint John | 51.315 | -2.424 | United Kingdom | GB | GBR | Bath and North East Somerset |  | 6446 | 1826198793
Pebble Creek, Florida, United States | Pebble Creek | Pebble Creek | 28.1583 | -82.3411 | United States | US | USA | Florida |  | 8284 | 1840028995
Pecan Acres, Texas, United States | Pecan Acres | Pecan Acres | 32.9703 | -97.4727 | United States | US | USA | Texas |  | 5670 | 1840019420
Pecan Grove, Texas, United States | Pecan Grove | Pecan Grove | 29.6235 | -95.7331 | United States | US | USA | Texas |  | 16651 | 1840019645
Pecan Plantation, Texas, United States | Pecan Plantation | Pecan Plantation | 32.3628 | -97.6554 | United States | US | USA | Texas |  | 5987 | 1840019460
Pécel, Pest, Hungary | Pécel | Pecel | 47.4911 | 19.3419 | Hungary | HU | HUN | Pest |  | 15987 | 1348260007
Pechora, Komi, Russia | Pechora | Pechora | 65.1442 | 57.2197 | Russia | RU | RUS | Komi |  | 40653 | 1643523866
Pechory, Pskovskaya Oblast’, Russia | Pechory | Pechory | 57.8167 | 27.6 | Russia | RU | RUS | Pskovskaya Oblast’ |  | 9670 | 1643575087
Pecica, Arad, Romania | Pecica | Pecica | 46.17 | 21.07 | Romania | RO | ROU | Arad |  | 12762 | 1642561590
Pećinci, Pećinci, Serbia | Pećinci | Pecinci | 44.9089 | 19.9664 | Serbia | RS | SRB | Pećinci | admin |  | 1688856329
Pecos, Texas, United States | Pecos | Pecos | 31.4046 | -103.5057 | United States | US | USA | Texas |  | 14040 | 1840020806
Pécs, Baranya, Hungary | Pécs | Pecs | 46.0708 | 18.2331 | Hungary | HU | HUN | Baranya | admin | 142873 | 1348611992
Peculiar, Missouri, United States | Peculiar | Peculiar | 38.7306 | -94.4736 | United States | US | USA | Missouri |  | 5478 | 1840009785
Pedana, Andhra Pradesh, India | Pedana | Pedana | 16.2667 | 81.1667 | India | IN | IND | Andhra Pradesh |  | 30721 | 1356417725
Pedda Nandipādu, Andhra Pradesh, India | Pedda Nandipādu | Pedda Nandipadu | 16.0728 | 80.3294 | India | IN | IND | Andhra Pradesh |  | 6090 | 1356679236
Pedernales, Manabí, Ecuador | Pedernales | Pedernales | 0.0719 | -80.0508 | Ecuador | EC | ECU | Manabí |  | 21910 | 1218670991
Pedernales, Enriquillo, Dominican Republic | Pedernales | Pedernales | 18.038 | -71.741 | Dominican Republic | DO | DOM | Enriquillo | minor | 11072 | 1214415453
Pederneiras, São Paulo, Brazil | Pederneiras | Pederneiras | -22.3517 | -48.775 | Brazil | BR | BRA | São Paulo |  | 44910 | 1076724688
Pedra Badejo, Santa Cruz, Cabo Verde | Pedra Badejo | Pedra Badejo | 15.1375 | -23.5333 | Cabo Verde | CV | CPV | Santa Cruz | admin | 9530 | 1132841923
Pedra Bela, São Paulo, Brazil | Pedra Bela | Pedra Bela | -22.7931 | -46.4433 | Brazil | BR | BRA | São Paulo |  | 6044 | 1076349740
Pedregulho, São Paulo, Brazil | Pedregulho | Pedregulho | -20.2569 | -47.4767 | Brazil | BR | BRA | São Paulo |  | 16517 | 1076549433
Pedreiras, Maranhão, Brazil | Pedreiras | Pedreiras | -4.5696 | -44.67 | Brazil | BR | BRA | Maranhão |  | 13638 | 1076527878
Pedro Carbo, Guayas, Ecuador | Pedro Carbo | Pedro Carbo | -1.8167 | -80.2333 | Ecuador | EC | ECU | Guayas |  | 20220 | 1218092556
Pedro Celestino Negrete, Durango, Mexico | Pedro Celestino Negrete | Pedro Celestino Negrete | 24.726 | -102.984 | Mexico | MX | MEX | Durango |  | 43447 | 1484247270
Pedro de Toledo, São Paulo, Brazil | Pedro de Toledo | Pedro de Toledo | -24.275 | -47.2328 | Brazil | BR | BRA | São Paulo |  | 10967 | 1076725526
Pedro Juan Caballero, Amambay, Paraguay | Pedro Juan Caballero | Pedro Juan Caballero | -22.5667 | -55.7167 | Paraguay | PY | PRY | Amambay | admin | 122190 | 1600089732
Pedro Luro, Buenos Aires, Argentina | Pedro Luro | Pedro Luro | -39.5 | -62.6833 | Argentina | AR | ARG | Buenos Aires |  | 9494 | 1032549913
Pedro Vicente Maldonado, Pichincha, Ecuador | Pedro Vicente Maldonado | Pedro Vicente Maldonado | 0.0853 | -79.0511 | Ecuador | EC | ECU | Pichincha |  | 5561 | 1218943732
Peebles, Scottish Borders, The, United Kingdom | Peebles | Peebles | 55.65 | -3.18 | United Kingdom | GB | GBR | Scottish Borders, The |  | 8376 | 1826563131
Peekskill, New York, United States | Peekskill | Peekskill | 41.2883 | -73.9227 | United States | US | USA | New York |  | 24295 | 1840000783
Péfki, Attikí, Greece | Péfki | Pefki | 38.0667 | 23.8 | Greece | GR | GRC | Attikí | minor | 21415 | 1300609636
Pegau, Saxony, Germany | Pegau | Pegau | 51.1667 | 12.25 | Germany | DE | DEU | Saxony |  | 6288 | 1276912473
Pegnitz, Bavaria, Germany | Pegnitz | Pegnitz | 49.7564 | 11.545 | Germany | DE | DEU | Bavaria |  | 13244 | 1276197483
Pehčevo, Pehčevo, Macedonia | Pehčevo | Pehcevo | 41.7592 | 22.8906 | Macedonia | MK | MKD | Pehčevo | admin | 3237 | 1807666030
Peine, Lower Saxony, Germany | Peine | Peine | 52.3203 | 10.2336 | Germany | DE | DEU | Lower Saxony | minor | 49952 | 1276331439
Pejë, Pejë, Kosovo | Pejë | Peje | 42.65 | 20.3 | Kosovo | XK | XKS | Pejë | admin | 96450 | 1901339694
Pekalongan, Jawa Tengah, Indonesia | Pekalongan | Pekalongan | -6.8883 | 109.6753 | Indonesia | ID | IDN | Jawa Tengah |  | 298386 | 1360039434
Pekanbaru, Riau, Indonesia | Pekanbaru | Pekanbaru | 0.5333 | 101.45 | Indonesia | ID | IDN | Riau | admin | 855221 | 1360422679
Pekin, Illinois, United States | Pekin | Pekin | 40.5679 | -89.6262 | United States | US | USA | Illinois |  | 32045 | 1840009402
Pelham, New York, United States | Pelham | Pelham | 40.9 | -73.8064 | United States | US | USA | New York |  | 12544 | 1840004938
Pelham, Alabama, United States | Pelham | Pelham | 33.3114 | -86.7573 | United States | US | USA | Alabama |  | 23911 | 1840014826
Pelham, Ontario, Canada | Pelham | Pelham | 43.0333 | -79.3333 | Canada | CA | CAN | Ontario |  | 17110 | 1124000042
Pelham, New Hampshire, United States | Pelham | Pelham | 42.7336 | -71.324 | United States | US | USA | New Hampshire |  | 13596 | 1840055379
Pelham Manor, New York, United States | Pelham Manor | Pelham Manor | 40.893 | -73.8057 | United States | US | USA | New York |  | 5534 | 1840004939
Pelhřimov, Vysočina, Czechia | Pelhřimov | Pelhrimov | 49.4314 | 15.2234 | Czechia | CZ | CZE | Vysočina |  | 16048 | 1203256095
Pelican Bay, Florida, United States | Pelican Bay | Pelican Bay | 26.2326 | -81.8108 | United States | US | USA | Florida |  | 5844 | 1840028996
Pelileo, Tungurahua, Ecuador | Pelileo | Pelileo | -1.3306 | -78.5428 | Ecuador | EC | ECU | Tungurahua |  | 66836 | 1218236950
Pell City, Alabama, United States | Pell City | Pell City | 33.5609 | -86.2669 | United States | US | USA | Alabama |  | 12275 | 1840014771
Pella, Iowa, United States | Pella | Pella | 41.4051 | -92.9177 | United States | US | USA | Iowa |  | 9636 | 1840009293
Pelotas, Rio Grande do Sul, Brazil | Pelotas | Pelotas | -31.75 | -52.33 | Brazil | BR | BRA | Rio Grande do Sul |  | 320674 | 1076815692
Pelsall, Walsall, United Kingdom | Pelsall | Pelsall | 52.631 | -1.972 | United Kingdom | GB | GBR | Walsall |  | 11505 | 1826666565
Pemagatshel, Pemagatshel, Bhutan | Pemagatshel | Pemagatshel | 27.038 | 91.4031 | Bhutan | BT | BTN | Pemagatshel | admin |  | 1064215849
Pemangkat, Kalimantan Barat, Indonesia | Pemangkat | Pemangkat | 1.1727 | 108.9808 | Indonesia | ID | IDN | Kalimantan Barat |  | 44783 | 1360279205
Pematangsiantar, Sumatera Utara, Indonesia | Pematangsiantar | Pematangsiantar | 2.96 | 99.06 | Indonesia | ID | IDN | Sumatera Utara |  | 278055 | 1360769496
Pemba, Cabo Delgado, Mozambique | Pemba | Pemba | -12.9667 | 40.5167 | Mozambique | MZ | MOZ | Cabo Delgado | admin | 141316 | 1508872233
Pemberton, Wigan, United Kingdom | Pemberton | Pemberton | 53.536 | -2.6738 | United Kingdom | GB | GBR | Wigan |  | 13982 | 1826584870
Pemberton, New Jersey, United States | Pemberton | Pemberton | 39.9562 | -74.6 | United States | US | USA | New Jersey |  | 27327 | 1840001480
Pembroke, Pembrokeshire, United Kingdom | Pembroke | Pembroke | 51.676 | -4.9158 | United Kingdom | GB | GBR | Pembrokeshire |  | 7552 | 1826380894
Pembroke, Pembroke, Malta | Pembroke | Pembroke | 35.9306 | 14.4764 | Malta | MT | MLT | Pembroke | admin |  | 1470802229
Pembroke, Massachusetts, United States | Pembroke | Pembroke | 42.0655 | -70.8014 | United States | US | USA | Massachusetts |  | 18304 | 1840053573
Pembroke, Ontario, Canada | Pembroke | Pembroke | 45.8167 | -77.1 | Canada | CA | CAN | Ontario |  | 13882 | 1124877940
Pembroke, North Carolina, United States | Pembroke | Pembroke | 34.6766 | -79.1934 | United States | US | USA | North Carolina |  | 7381 | 1840016541
Pembroke, New Hampshire, United States | Pembroke | Pembroke | 43.1803 | -71.45 | United States | US | USA | New Hampshire |  | 7172 | 1840055381
Pembroke Dock, Pembrokeshire, United Kingdom | Pembroke Dock | Pembroke Dock | 51.6933 | -4.9458 | United Kingdom | GB | GBR | Pembrokeshire |  | 9753 | 1826264078
Pembroke Park, Florida, United States | Pembroke Park | Pembroke Park | 25.9852 | -80.1777 | United States | US | USA | Florida |  | 6749 | 1840017273
Pembroke Pines, Florida, United States | Pembroke Pines | Pembroke Pines | 26.0128 | -80.3382 | United States | US | USA | Florida |  | 173591 | 1840015141
Pembury, Kent, United Kingdom | Pembury | Pembury | 51.1456 | 0.3224 | United Kingdom | GB | GBR | Kent |  | 6128 | 1826968649
Penacova, Coimbra, Portugal | Penacova | Penacova | 40.2667 | -8.2667 | Portugal | PT | PRT | Coimbra | minor | 15251 | 1620105584
Penafiel, Porto, Portugal | Penafiel | Penafiel | 41.2 | -8.2833 | Portugal | PT | PRT | Porto | minor | 72265 | 1620996272
Penalva do Castelo, Viseu, Portugal | Penalva do Castelo | Penalva do Castelo | 40.6667 | -7.6833 | Portugal | PT | PRT | Viseu | minor | 7956 | 1620532055
Penamacor, Castelo Branco, Portugal | Penamacor | Penamacor | 40.1667 | -7.1667 | Portugal | PT | PRT | Castelo Branco | minor | 5682 | 1620921747
Peñamiller, Querétaro, Mexico | Peñamiller | Penamiller | 21.0519 | -99.815 | Mexico | MX | MEX | Querétaro | minor | 17007 | 1484158047
Penápolis, São Paulo, Brazil | Penápolis | Penapolis | -21.42 | -50.0778 | Brazil | BR | BRA | São Paulo |  | 62071 | 1076587749
Penarth, Vale of Glamorgan, The, United Kingdom | Penarth | Penarth | 51.43 | -3.17 | United Kingdom | GB | GBR | Vale of Glamorgan, The |  | 22083 | 1826447166
Pencheng, Jiangxi, China | Pencheng | Pencheng | 29.6792 | 115.6611 | China | CN | CHN | Jiangxi |  | 419047 | 1156147187
Pencoed, Bridgend, United Kingdom | Pencoed | Pencoed | 51.5228 | -3.5047 | United Kingdom | GB | GBR | Bridgend |  | 9166 | 1826165735
Pendlebury, Salford, United Kingdom | Pendlebury | Pendlebury | 53.5075 | -2.3154 | United Kingdom | GB | GBR | Salford |  | 13069 | 1826555461
Pendleton, Oregon, United States | Pendleton | Pendleton | 45.6756 | -118.8209 | United States | US | USA | Oregon |  | 17398 | 1840019917
Pendleton, New York, United States | Pendleton | Pendleton | 43.1015 | -78.7664 | United States | US | USA | New York |  | 6642 | 1840024044
Penedo, Alagoas, Brazil | Penedo | Penedo | -10.2903 | -36.5864 | Brazil | BR | BRA | Alagoas |  | 42097 | 1076906021
Penela, Coimbra, Portugal | Penela | Penela | 40.0333 | -8.3833 | Portugal | PT | PRT | Coimbra | minor | 5983 | 1620059601
Penetanguishene, Ontario, Canada | Penetanguishene | Penetanguishene | 44.7667 | -79.9333 | Canada | CA | CAN | Ontario |  | 8962 | 1124304117
Penfield, New York, United States | Penfield | Penfield | 43.1602 | -77.4483 | United States | US | USA | New York |  | 37180 | 1840058391
Penicuik, Midlothian, United Kingdom | Penicuik | Penicuik | 55.826 | -3.22 | United Kingdom | GB | GBR | Midlothian |  | 15926 | 1826366579
Penig, Saxony, Germany | Penig | Penig | 50.9336 | 12.7058 | Germany | DE | DEU | Saxony |  | 8780 | 1276085565
Penistone, Barnsley, United Kingdom | Penistone | Penistone | 53.525 | -1.629 | United Kingdom | GB | GBR | Barnsley |  | 22909 | 1826205951
Pénjamo, Guanajuato, Mexico | Pénjamo | Penjamo | 20.4311 | -101.7222 | Mexico | MX | MEX | Guanajuato | minor | 40076 | 1484131107
Penkridge, Staffordshire, United Kingdom | Penkridge | Penkridge | 52.7252 | -2.1164 | United Kingdom | GB | GBR | Staffordshire |  | 8526 | 1826440883
Penn Estates, Pennsylvania, United States | Penn Estates | Penn Estates | 41.0346 | -75.2417 | United States | US | USA | Pennsylvania |  | 5708 | 1840035454
Penn Forest, Pennsylvania, United States | Penn Forest | Penn Forest | 40.9571 | -75.6313 | United States | US | USA | Pennsylvania |  | 9620 | 1840143698
Penn Hills, Pennsylvania, United States | Penn Hills | Penn Hills | 40.4762 | -79.8255 | United States | US | USA | Pennsylvania |  | 41519 | 1840133217
Penn Township, Pennsylvania, United States | Penn Township | Penn Township | 39.7994 | -76.9642 | United States | US | USA | Pennsylvania |  | 16222 | 1840147116
Penn Township, Pennsylvania, United States | Penn Township | Penn Township | 40.1864 | -76.3726 | United States | US | USA | Pennsylvania |  | 9473 | 1840147756
Penn Township, Pennsylvania, United States | Penn Township | Penn Township | 39.8226 | -75.8742 | United States | US | USA | Pennsylvania |  | 5511 | 1840141674
Penn Wynne, Pennsylvania, United States | Penn Wynne | Penn Wynne | 39.9867 | -75.2715 | United States | US | USA | Pennsylvania |  | 5758 | 1840035305
Penn Yan, New York, United States | Penn Yan | Penn Yan | 42.6608 | -77.0536 | United States | US | USA | New York |  | 6469 | 1840004503
Pennsauken, New Jersey, United States | Pennsauken | Pennsauken | 39.9649 | -75.0563 | United States | US | USA | New Jersey |  | 35638 | 1840081687
Pennsville, New Jersey, United States | Pennsville | Pennsville | 39.6266 | -75.5089 | United States | US | USA | New Jersey |  | 12643 | 1840081664
Penola, South Australia, Australia | Penola | Penola | -37.3786 | 140.8362 | Australia | AU | AUS | South Australia |  | 1312 | 1036121853
Peñón Blanco, Durango, Mexico | Peñón Blanco | Penon Blanco | 24.7833 | -104.0333 | Mexico | MX | MEX | Durango | minor | 5271 | 1484011380
Penonomé, Coclé, Panama | Penonomé | Penonome | 8.51 | -80.36 | Panama | PA | PAN | Coclé | admin | 28766 | 1591602960
Penrith, Cumbria, United Kingdom | Penrith | Penrith | 54.6648 | -2.7548 | United Kingdom | GB | GBR | Cumbria |  | 15200 | 1826839302
Penrith, New South Wales, Australia | Penrith | Penrith | -33.7511 | 150.6942 | Australia | AU | AUS | New South Wales |  | 13295 | 1036796452
Penryn, Cornwall, United Kingdom | Penryn | Penryn | 50.169 | -5.107 | United Kingdom | GB | GBR | Cornwall |  | 6812 | 1826209257
Pensacola, Florida, United States | Pensacola | Pensacola | 30.4427 | -87.1886 | United States | US | USA | Florida |  | 346921 | 1840015005
Penticton, British Columbia, Canada | Penticton | Penticton | 49.4911 | -119.5886 | Canada | CA | CAN | British Columbia |  | 33761 | 1124613898
Peñuelas, Puerto Rico, Puerto Rico | Peñuelas | Penuelas | 18.0595 | -66.7206 | Puerto Rico | PR | PRI | Puerto Rico |  | 5253 | 1630023556
Penwortham, Lancashire, United Kingdom | Penwortham | Penwortham | 53.74 | -2.72 | United Kingdom | GB | GBR | Lancashire |  | 23047 | 1826104107
Pen-y-Bont ar Ogwr, Bridgend, United Kingdom | Pen-y-Bont ar Ogwr | Pen-y-Bont ar Ogwr | 51.5072 | -3.5784 | United Kingdom | GB | GBR | Bridgend |  | 49404 | 1826587515
Penza, Penzenskaya Oblast’, Russia | Penza | Penza | 53.2 | 45 | Russia | RU | RUS | Penzenskaya Oblast’ | admin | 523726 | 1643492830
Penzance, Cornwall, United Kingdom | Penzance | Penzance | 50.119 | -5.537 | United Kingdom | GB | GBR | Cornwall |  | 21200 | 1826600240
Penzberg, Bavaria, Germany | Penzberg | Penzberg | 47.75 | 11.3667 | Germany | DE | DEU | Bavaria |  | 16586 | 1276589283
Peoria, Illinois, United States | Peoria | Peoria | 40.752 | -89.6153 | United States | US | USA | Illinois |  | 256286 | 1840009373
Peoria, Arizona, United States | Peoria | Peoria | 33.7844 | -112.2989 | United States | US | USA | Arizona |  | 175961 | 1840020567
Peoria Heights, Illinois, United States | Peoria Heights | Peoria Heights | 40.7466 | -89.57 | United States | US | USA | Illinois |  | 5779 | 1840011929
Pepper Pike, Ohio, United States | Pepper Pike | Pepper Pike | 41.4801 | -81.4619 | United States | US | USA | Ohio |  | 6330 | 1840003408
Pepperell, Massachusetts, United States | Pepperell | Pepperell | 42.6713 | -71.6043 | United States | US | USA | Massachusetts |  | 12083 | 1840053483
Peqin, Elbasan, Albania | Peqin | Peqin | 41.05 | 19.75 | Albania | AL | ALB | Elbasan |  | 6353 | 1008394656
Pequannock, New Jersey, United States | Pequannock | Pequannock | 40.9627 | -74.3041 | United States | US | USA | New Jersey |  | 15286 | 1840081738
Perechyn, Zakarpats’ka Oblast’, Ukraine | Perechyn | Perechyn | 48.7333 | 22.4667 | Ukraine | UA | UKR | Zakarpats’ka Oblast’ | minor | 6683 | 1804641604
Peregrebnoye, Khanty-Mansiyskiy Avtonomnyy Okrug-Yugra, Russia | Peregrebnoye | Peregrebnoye | 62.967 | 65.0859 | Russia | RU | RUS | Khanty-Mansiyskiy Avtonomnyy Okrug-Yugra |  | 10 | 1643322655
Pereira, Risaralda, Colombia | Pereira | Pereira | 4.8104 | -75.68 | Colombia | CO | COL | Risaralda | admin | 568750 | 1170386718
Pereira Barreto, São Paulo, Brazil | Pereira Barreto | Pereira Barreto | -20.6383 | -51.1092 | Brazil | BR | BRA | São Paulo |  | 25767 | 1076105088
Pereiras, São Paulo, Brazil | Pereiras | Pereiras | -23.0761 | -47.9758 | Brazil | BR | BRA | São Paulo |  | 8213 | 1076745377
Pereshchepyne, Dnipropetrovs’ka Oblast’, Ukraine | Pereshchepyne | Pereshchepyne | 49.0179 | 35.3598 | Ukraine | UA | UKR | Dnipropetrovs’ka Oblast’ |  | 9931 | 1804752457
Pereslavl’-Zalesskiy, Yaroslavskaya Oblast’, Russia | Pereslavl’-Zalesskiy | Pereslavl'-Zalesskiy | 56.7381 | 38.8562 | Russia | RU | RUS | Yaroslavskaya Oblast’ |  | 39105 | 1643256841
Perevalsk, Luhans’ka Oblast’, Ukraine | Perevalsk | Perevalsk | 48.4333 | 38.8167 | Ukraine | UA | UKR | Luhans’ka Oblast’ | minor | 26132 | 1804106401
Pereyaslav-Khmel’nyts’kyy, Kyyivs’ka Oblast’, Ukraine | Pereyaslav-Khmel’nyts’kyy | Pereyaslav-Khmel'nyts'kyy | 50.0661 | 31.4422 | Ukraine | UA | UKR | Kyyivs’ka Oblast’ | minor | 27088 | 1804106305
Perg, Oberösterreich, Austria | Perg | Perg | 48.2503 | 14.6336 | Austria | AT | AUT | Oberösterreich | minor | 8388 | 1040523501
Pergamino, Buenos Aires, Argentina | Pergamino | Pergamino | -33.8836 | -60.5669 | Argentina | AR | ARG | Buenos Aires | minor | 87652 | 1032214150
Périgueux, Nouvelle-Aquitaine, France | Périgueux | Perigueux | 45.1929 | 0.7217 | France | FR | FRA | Nouvelle-Aquitaine | minor | 29966 | 1250864403
Perinton, New York, United States | Perinton | Perinton | 43.0781 | -77.4283 | United States | US | USA | New York |  | 46573 | 1840087790
Peristéri, Attikí, Greece | Peristéri | Peristeri | 38.0167 | 23.6833 | Greece | GR | GRC | Attikí | minor | 139981 | 1300302779
Perito Moreno, Santa Cruz, Argentina | Perito Moreno | Perito Moreno | -46.59 | -70.9297 | Argentina | AR | ARG | Santa Cruz | minor | 4617 | 1032891854
Perivale, Ealing, United Kingdom | Perivale | Perivale | 51.5383 | -0.3192 | United Kingdom | GB | GBR | Ealing |  | 15339 | 1826877417
Perkasie, Pennsylvania, United States | Perkasie | Perkasie | 40.3719 | -75.292 | United States | US | USA | Pennsylvania |  | 8738 | 1840001309
Perkiomen, Pennsylvania, United States | Perkiomen | Perkiomen | 40.2315 | -75.4644 | United States | US | USA | Pennsylvania |  | 9186 | 1840142126
Perl, Saarland, Germany | Perl | Perl | 49.4667 | 6.3667 | Germany | DE | DEU | Saarland |  | 8566 | 1276009165
Perleberg, Brandenburg, Germany | Perleberg | Perleberg | 53.0667 | 11.8667 | Germany | DE | DEU | Brandenburg | minor | 12141 | 1276426476
Perm, Permskiy Kray, Russia | Perm | Perm | 58.0139 | 56.2489 | Russia | RU | RUS | Permskiy Kray | admin | 1048005 | 1643294442
Përmet, Gjirokastër, Albania | Përmet | Permet | 40.2333 | 20.35 | Albania | AL | ALB | Gjirokastër |  | 5945 | 1008604833
Pernik, Pernik, Bulgaria | Pernik | Pernik | 42.6097 | 23.0308 | Bulgaria | BG | BGR | Pernik | admin | 83973 | 1100616332
Perote, Veracruz, Mexico | Perote | Perote | 19.562 | -97.242 | Mexico | MX | MEX | Veracruz | minor | 37516 | 1484668149
Perpignan, Occitanie, France | Perpignan | Perpignan | 42.6986 | 2.8956 | France | FR | FRA | Occitanie | minor | 120158 | 1250102680
Perranzabuloe, Cornwall, United Kingdom | Perranzabuloe | Perranzabuloe | 50.326 | -5.133 | United Kingdom | GB | GBR | Cornwall |  | 5406 | 1826095235
Përrenjas, Elbasan, Albania | Përrenjas | Perrenjas | 41.0667 | 20.55 | Albania | AL | ALB | Elbasan |  | 5847 | 1008654405
Perris, California, United States | Perris | Perris | 33.7899 | -117.2233 | United States | US | USA | California |  | 79291 | 1840020557
Perry, Georgia, United States | Perry | Perry | 32.4719 | -83.7282 | United States | US | USA | Georgia |  | 17894 | 1840014885
Perry, Iowa, United States | Perry | Perry | 41.8387 | -94.0937 | United States | US | USA | Iowa |  | 7601 | 1840009211
Perry, Florida, United States | Perry | Perry | 30.109 | -83.5821 | United States | US | USA | Florida |  | 6796 | 1840015046
Perry, Utah, United States | Perry | Perry | 41.4648 | -112.0401 | United States | US | USA | Utah |  | 5248 | 1840020119
Perry Barr, Birmingham, United Kingdom | Perry Barr | Perry Barr | 52.5249 | -1.9042 | United Kingdom | GB | GBR | Birmingham |  | 23652 | 1826464543
Perry Hall, Maryland, United States | Perry Hall | Perry Hall | 39.4067 | -76.4781 | United States | US | USA | Maryland |  | 28129 | 1840005686
Perry Heights, Ohio, United States | Perry Heights | Perry Heights | 40.7977 | -81.468 | United States | US | USA | Ohio |  | 8581 | 1840005201
Perrysburg, Ohio, United States | Perrysburg | Perrysburg | 41.5377 | -83.6413 | United States | US | USA | Ohio |  | 21626 | 1840000623
Perryton, Texas, United States | Perryton | Perryton | 36.393 | -100.7976 | United States | US | USA | Texas |  | 8510 | 1840020379
Perryville, Missouri, United States | Perryville | Perryville | 37.7263 | -89.8759 | United States | US | USA | Missouri |  | 8696 | 1840009871
Pershore, Worcestershire, United Kingdom | Pershore | Pershore | 52.114 | -2.08 | United Kingdom | GB | GBR | Worcestershire |  | 7125 | 1826473864
Pershotravens’k, Dnipropetrovs’ka Oblast’, Ukraine | Pershotravens’k | Pershotravens'k | 48.3464 | 36.4044 | Ukraine | UA | UKR | Dnipropetrovs’ka Oblast’ |  | 28363 | 1804847334
Perth, Western Australia, Australia | Perth | Perth | -31.9522 | 115.8589 | Australia | AU | AUS | Western Australia | admin | 2059484 | 1036178956
Perth, Perth and Kinross, United Kingdom | Perth | Perth | 56.397 | -3.437 | United Kingdom | GB | GBR | Perth and Kinross |  | 46960 | 1826081674
Perth, Ontario, Canada | Perth | Perth | 44.9 | -76.25 | Canada | CA | CAN | Ontario |  | 5930 | 1124732094
Perth Amboy, New Jersey, United States | Perth Amboy | Perth Amboy | 40.5203 | -74.2724 | United States | US | USA | New Jersey |  | 51390 | 1840001340
Perth East, Ontario, Canada | Perth East | Perth East | 43.47 | -80.95 | Canada | CA | CAN | Ontario |  | 12261 | 1124001760
Pertuis, Provence-Alpes-Côte d’Azur, France | Pertuis | Pertuis | 43.695 | 5.5036 | France | FR | FRA | Provence-Alpes-Côte d’Azur |  | 20380 | 1250296528
Peru, Illinois, United States | Peru | Peru | 41.3484 | -89.137 | United States | US | USA | Illinois |  | 30287 | 1840009273
Peru, Indiana, United States | Peru | Peru | 40.7594 | -86.0757 | United States | US | USA | Indiana |  | 12642 | 1840009363
Peru, New York, United States | Peru | Peru | 44.582 | -73.556 | United States | US | USA | New York |  | 6950 | 1840024050
Perugia, Umbria, Italy | Perugia | Perugia | 43.1121 | 12.3888 | Italy | IT | ITA | Umbria | admin | 165683 | 1380939013
Perushtitsa, Plovdiv, Bulgaria | Perushtitsa | Perushtitsa | 42.0561 | 24.5444 | Bulgaria | BG | BGR | Plovdiv |  | 5162 | 1100745982
Pervomaisk, Luhans’ka Oblast’, Ukraine | Pervomaisk | Pervomaisk | 48.6333 | 38.5167 | Ukraine | UA | UKR | Luhans’ka Oblast’ |  | 38801 | 1804078779
Pervomaiskyi, Kharkivs’ka Oblast’, Ukraine | Pervomaiskyi | Pervomaiskyi | 49.3869 | 36.2142 | Ukraine | UA | UKR | Kharkivs’ka Oblast’ | minor | 30048 | 1804863173
Pervomaysk, Nizhegorodskaya Oblast’, Russia | Pervomaysk | Pervomaysk | 54.8667 | 43.8 | Russia | RU | RUS | Nizhegorodskaya Oblast’ |  | 13496 | 1643783903
Pervouralsk, Sverdlovskaya Oblast’, Russia | Pervouralsk | Pervouralsk | 56.9167 | 59.95 | Russia | RU | RUS | Sverdlovskaya Oblast’ |  | 124447 | 1643845220
Pescara, Abruzzo, Italy | Pescara | Pescara | 42.4643 | 14.2142 | Italy | IT | ITA | Abruzzo | minor | 120286 | 1380000966
Peshawar, Khyber Pakhtunkhwa, Pakistan | Peshawar | Peshawar | 34 | 71.5 | Pakistan | PK | PAK | Khyber Pakhtunkhwa | admin | 1970042 | 1586851102
Peshkopi, Dibër, Albania | Peshkopi | Peshkopi | 41.6831 | 20.4289 | Albania | AL | ALB | Dibër | admin | 13251 | 1008412550
Peshtera, Pazardzhik, Bulgaria | Peshtera | Peshtera | 42.0322 | 24.3022 | Bulgaria | BG | BGR | Pazardzhik | minor | 21824 | 1100868605
Pesnica, Pesnica, Slovenia | Pesnica | Pesnica | 46.6069 | 15.6767 | Slovenia | SI | SVN | Pesnica | admin |  | 1705389455
Peso da Régua, Vila Real, Portugal | Peso da Régua | Peso da Regua | 41.1632 | -7.789 | Portugal | PT | PRT | Vila Real | minor | 17131 | 1620264911
Pessac, Nouvelle-Aquitaine, France | Pessac | Pessac | 44.8067 | -0.6311 | France | FR | FRA | Nouvelle-Aquitaine |  | 63808 | 1250292604
Pestovo, Novgorodskaya Oblast’, Russia | Pestovo | Pestovo | 58.6 | 35.8167 | Russia | RU | RUS | Novgorodskaya Oblast’ |  | 15269 | 1643460089
Petaẖ Tiqwa, Central, Israel | Petaẖ Tiqwa | Petah Tiqwa | 32.0833 | 34.8833 | Israel | IL | ISR | Central |  | 236169 | 1376362310
Petal, Mississippi, United States | Petal | Petal | 31.3477 | -89.2359 | United States | US | USA | Mississippi |  | 10632 | 1840014968
Petaling Jaya, Selangor, Malaysia | Petaling Jaya | Petaling Jaya | 3.1073 | 101.6067 | Malaysia | MY | MYS | Selangor |  | 638516 | 1458989343
Petaluma, California, United States | Petaluma | Petaluma | 38.2423 | -122.6267 | United States | US | USA | California |  | 66929 | 1840020244
Petatlán, Guerrero, Mexico | Petatlán | Petatlan | 17.5383 | -101.2739 | Mexico | MX | MEX | Guerrero | minor | 44485 | 1484714363
Petawawa, Ontario, Canada | Petawawa | Petawawa | 45.9 | -77.2833 | Canada | CA | CAN | Ontario |  | 17187 | 1124206291
Peterborough, Ontario, Canada | Peterborough | Peterborough | 44.3 | -78.3167 | Canada | CA | CAN | Ontario |  | 82094 | 1124440356
Peterborough, New Hampshire, United States | Peterborough | Peterborough | 42.8905 | -71.9394 | United States | US | USA | New Hampshire |  | 6524 | 1840055383
Peterborough, South Australia, Australia | Peterborough | Peterborough | -32.9667 | 138.8333 | Australia | AU | AUS | South Australia |  | 1416 | 1036104272
Peterborough, Peterborough, United Kingdom | Peterborough | Peterborough | 52.5833 | -0.25 | United Kingdom | GB | GBR | Peterborough |  | 82 | 1826626144
Peterculter, Aberdeen City, United Kingdom | Peterculter | Peterculter | 57.097 | -2.2657 | United Kingdom | GB | GBR | Aberdeen City |  | 7220 | 1826000004
Peterhead, Aberdeenshire, United Kingdom | Peterhead | Peterhead | 57.5091 | -1.7832 | United Kingdom | GB | GBR | Aberdeenshire |  | 18537 | 1826812445
Peterlee, Durham, United Kingdom | Peterlee | Peterlee | 54.76 | -1.33 | United Kingdom | GB | GBR | Durham |  | 20164 | 1826513639
Peters, Pennsylvania, United States | Peters | Peters | 40.274 | -80.0802 | United States | US | USA | Pennsylvania |  | 21954 | 1840147982
Petersburg, Virginia, United States | Petersburg | Petersburg | 37.2043 | -77.3913 | United States | US | USA | Virginia |  | 31346 | 1840003861
Petersfield, Hampshire, United Kingdom | Petersfield | Petersfield | 51.0038 | -0.9345 | United Kingdom | GB | GBR | Hampshire |  | 14974 | 1826282977
Petershagen, North Rhine-Westphalia, Germany | Petershagen | Petershagen | 52.3833 | 8.9667 | Germany | DE | DEU | North Rhine-Westphalia |  | 25168 | 1276300392
Pétion-Ville, Ouest, Haiti | Pétion-Ville | Petion-Ville | 18.5098 | -72.2856 | Haiti | HT | HTI | Ouest |  | 359615 | 1332051873
Petite-Rosselle, Grand Est, France | Petite-Rosselle | Petite-Rosselle | 49.2117 | 6.8575 | France | FR | FRA | Grand Est |  | 6338 | 1250604171
Petnjica, Petnjica, Montenegro | Petnjica | Petnjica | 42.9089 | 19.9644 | Montenegro | ME | MNE | Petnjica | admin |  | 1499532482
Peto, Yucatán, Mexico | Peto | Peto | 20.1256 | -88.9214 | Mexico | MX | MEX | Yucatán |  | 19821 | 1484013411
Petoskey, Michigan, United States | Petoskey | Petoskey | 45.365 | -84.9887 | United States | US | USA | Michigan |  | 8334 | 1840003941
Petrich, Blagoevgrad, Bulgaria | Petrich | Petrich | 41.3953 | 23.2069 | Bulgaria | BG | BGR | Blagoevgrad |  | 40728 | 1100407427
Petrila, Hunedoara, Romania | Petrila | Petrila | 45.4511 | 23.3981 | Romania | RO | ROU | Hunedoara |  | 22692 | 1642937566
Petrolia, Ontario, Canada | Petrolia | Petrolia | 42.8833 | -82.1417 | Canada | CA | CAN | Ontario |  | 5742 | 1124479624
Petrolina, Pernambuco, Brazil | Petrolina | Petrolina | -9.38 | -40.51 | Brazil | BR | BRA | Pernambuco |  | 260985 | 1076843988
Petropavl, Soltüstik Qazaqstan, Kazakhstan | Petropavl | Petropavl | 54.8622 | 69.1408 | Kazakhstan | KZ | KAZ | Soltüstik Qazaqstan | admin | 216406 | 1398252858
Petropavlovsk-Kamchatskiy, Kamchatskiy Kray, Russia | Petropavlovsk-Kamchatskiy | Petropavlovsk-Kamchatskiy | 53.0167 | 158.65 | Russia | RU | RUS | Kamchatskiy Kray | admin | 181216 | 1643129247
Petrópolis, Rio de Janeiro, Brazil | Petrópolis | Petropolis | -22.505 | -43.1789 | Brazil | BR | BRA | Rio de Janeiro |  | 298142 | 1076352504
Petrov Val, Volgogradskaya Oblast’, Russia | Petrov Val | Petrov Val | 50.1333 | 45.2167 | Russia | RU | RUS | Volgogradskaya Oblast’ |  | 12544 | 1643860504
Petrovac na Mlavi, Petrovac na Mlavi, Serbia | Petrovac na Mlavi | Petrovac na Mlavi | 44.3783 | 21.4194 | Serbia | RS | SRB | Petrovac na Mlavi | admin |  | 1688674789
Petrovec, Petrovec, Macedonia | Petrovec | Petrovec | 41.9389 | 21.615 | Macedonia | MK | MKD | Petrovec | admin |  | 1807236473
Petrovsk, Saratovskaya Oblast’, Russia | Petrovsk | Petrovsk | 52.3167 | 45.3833 | Russia | RU | RUS | Saratovskaya Oblast’ |  | 28893 | 1643935134
Petrovsk-Zabaykal’skiy, Zabaykal’skiy Kray, Russia | Petrovsk-Zabaykal’skiy | Petrovsk-Zabaykal'skiy | 51.2833 | 108.8333 | Russia | RU | RUS | Zabaykal’skiy Kray |  | 16213 | 1643676561
Petrozavodsk, Kareliya, Russia | Petrozavodsk | Petrozavodsk | 61.7833 | 34.35 | Russia | RU | RUS | Kareliya | admin | 278551 | 1643319966
Petřvald, Moravskoslezský Kraj, Czechia | Petřvald | Petrvald | 49.831 | 18.3894 | Czechia | CZ | CZE | Moravskoslezský Kraj |  | 7237 | 1203137002
Petržalka, Bratislavský, Slovakia | Petržalka | Petrzalka | 48.1333 | 17.1167 | Slovakia | SK | SVK | Bratislavský |  | 103190 | 1703430611
Petushki, Vladimirskaya Oblast’, Russia | Petushki | Petushki | 55.9333 | 39.4667 | Russia | RU | RUS | Vladimirskaya Oblast’ |  | 13112 | 1643011606
Pevek, Chukotskiy Avtonomnyy Okrug, Russia | Pevek | Pevek | 69.7 | 170.3167 | Russia | RU | RUS | Chukotskiy Avtonomnyy Okrug |  | 4053 | 1643597133
Pevely, Missouri, United States | Pevely | Pevely | 38.2863 | -90.4005 | United States | US | USA | Missouri |  | 5978 | 1840009810
Pewaukee, Wisconsin, United States | Pewaukee | Pewaukee | 43.0701 | -88.2411 | United States | US | USA | Wisconsin |  | 14631 | 1840033459
Pezinok, Bratislavský, Slovakia | Pezinok | Pezinok | 48.2667 | 17.2667 | Slovakia | SK | SVK | Bratislavský | minor | 22861 | 1703456673
Pfaffenhofen, Bavaria, Germany | Pfaffenhofen | Pfaffenhofen | 48.5333 | 11.5167 | Germany | DE | DEU | Bavaria | minor | 25917 | 1276259181
Pfäffikon, Zürich, Switzerland | Pfäffikon | Pfaffikon | 47.3667 | 8.7822 | Switzerland | CH | CHE | Zürich | minor | 11817 | 1756406468
Pfarrkirchen, Bavaria, Germany | Pfarrkirchen | Pfarrkirchen | 48.4419 | 12.9443 | Germany | DE | DEU | Bavaria | minor | 12677 | 1276885935
Pflugerville, Texas, United States | Pflugerville | Pflugerville | 30.452 | -97.6022 | United States | US | USA | Texas |  | 65380 | 1840020892
Pforzheim, Baden-Württemberg, Germany | Pforzheim | Pforzheim | 48.895 | 8.705 | Germany | DE | DEU | Baden-Württemberg | minor | 125542 | 1276732622
Pfreimd, Bavaria, Germany | Pfreimd | Pfreimd | 49.5 | 12.1833 | Germany | DE | DEU | Bavaria |  | 5349 | 1276211281
Pfullendorf, Baden-Württemberg, Germany | Pfullendorf | Pfullendorf | 47.9242 | 9.2567 | Germany | DE | DEU | Baden-Württemberg |  | 13437 | 1276345734
Pfullingen, Baden-Württemberg, Germany | Pfullingen | Pfullingen | 48.4656 | 9.2261 | Germany | DE | DEU | Baden-Württemberg |  | 18654 | 1276393885
Pfungstadt, Hesse, Germany | Pfungstadt | Pfungstadt | 49.8056 | 8.6044 | Germany | DE | DEU | Hesse |  | 25151 | 1276568312
Phalaborwa, Limpopo, South Africa | Phalaborwa | Phalaborwa | -23.9333 | 31.1167 | South Africa | ZA | ZAF | Limpopo |  | 13108 | 1710768568
Phalombe, Phalombe, Malawi | Phalombe | Phalombe | -15.8 | 35.65 | Malawi | MW | MWI | Phalombe | admin |  | 1454510180
Phan Rang-Tháp Chàm, Ninh Thuận, Vietnam | Phan Rang-Tháp Chàm | Phan Rang-Thap Cham | 11.5643 | 108.9886 | Vietnam | VN | VNM | Ninh Thuận | admin | 179773 | 1704094609
Phan Thiết, Bình Thuận, Vietnam | Phan Thiết | Phan Thiet | 10.9375 | 108.1583 | Vietnam | VN | VNM | Bình Thuận | admin | 205333 | 1704221456
Phanat Nikhom, Chon Buri, Thailand | Phanat Nikhom | Phanat Nikhom | 13.4458 | 101.1844 | Thailand | TH | THA | Chon Buri | minor | 11032 | 1764762615
Phangnga, Phangnga, Thailand | Phangnga | Phangnga | 8.4644 | 98.5317 | Thailand | TH | THA | Phangnga | admin | 10412 | 1764855952
Pharr, Texas, United States | Pharr | Pharr | 26.1685 | -98.1904 | United States | US | USA | Texas |  | 79112 | 1840021030
Phatthalung, Phatthalung, Thailand | Phatthalung | Phatthalung | 7.6178 | 100.0778 | Thailand | TH | THA | Phatthalung | admin | 35039 | 1764240863
Phatthaya, Chon Buri, Thailand | Phatthaya | Phatthaya | 12.9496 | 100.893 | Thailand | TH | THA | Chon Buri |  | 115840 | 1764492695
Phayao, Phayao, Thailand | Phayao | Phayao | 19.1653 | 99.9036 | Thailand | TH | THA | Phayao | admin | 17467 | 1764291128
Phelan, California, United States | Phelan | Phelan | 34.4398 | -117.5248 | United States | US | USA | California |  | 15532 | 1840025798
Phelps, New York, United States | Phelps | Phelps | 42.9574 | -77.048 | United States | US | USA | New York |  | 6907 | 1840004412
Phenix City, Alabama, United States | Phenix City | Phenix City | 32.4588 | -85.0251 | United States | US | USA | Alabama |  | 36487 | 1840006012
Phetchabun, Phetchabun, Thailand | Phetchabun | Phetchabun | 16.4169 | 101.1533 | Thailand | TH | THA | Phetchabun | admin | 22121 | 1764518331
Phetchaburi, Phetchaburi, Thailand | Phetchaburi | Phetchaburi | 13.1119 | 99.9458 | Thailand | TH | THA | Phetchaburi | admin | 23235 | 1764000534
Phibun Mangsahan, Ubon Ratchathani, Thailand | Phibun Mangsahan | Phibun Mangsahan | 15.2482 | 105.2296 | Thailand | TH | THA | Ubon Ratchathani | minor | 10842 | 1764591980
Phichit, Phichit, Thailand | Phichit | Phichit | 16.4431 | 100.3467 | Thailand | TH | THA | Phichit | admin | 22299 | 1764024236
Philadelphia, Pennsylvania, United States | Philadelphia | Philadelphia | 40.0077 | -75.1339 | United States | US | USA | Pennsylvania |  | 5649300 | 1840000673
Philadelphia, Mississippi, United States | Philadelphia | Philadelphia | 32.7761 | -89.1221 | United States | US | USA | Mississippi |  | 7345 | 1840014869
Philippsburg, Baden-Württemberg, Germany | Philippsburg | Philippsburg | 49.2369 | 8.4547 | Germany | DE | DEU | Baden-Württemberg |  | 13615 | 1276006660
Philipsburg, Pennsylvania, United States | Philipsburg | Philipsburg | 40.8952 | -78.2145 | United States | US | USA | Pennsylvania |  | 9754 | 1840000827
Philipstown, New York, United States | Philipstown | Philipstown | 41.4188 | -73.9152 | United States | US | USA | New York |  | 9724 | 1840087800
Phillipsburg, New Jersey, United States | Phillipsburg | Phillipsburg | 40.6895 | -75.1821 | United States | US | USA | New Jersey |  | 14212 | 1840000944
Philomath, Oregon, United States | Philomath | Philomath | 44.5422 | -123.3599 | United States | US | USA | Oregon |  | 5666 | 1840019998
Phitsanulok, Phitsanulok, Thailand | Phitsanulok | Phitsanulok | 16.8158 | 100.2636 | Thailand | TH | THA | Phitsanulok | admin | 70871 | 1764140981
Phnom Penh, Phnom Penh, Cambodia | Phnom Penh | Phnom Penh | 11.5696 | 104.921 | Cambodia | KH | KHM | Phnom Penh | primary | 2129371 | 1116260534
Phoenix, Arizona, United States | Phoenix | Phoenix | 33.5722 | -112.0891 | United States | US | USA | Arizona | admin | 4219697 | 1840020568
Phoenixville, Pennsylvania, United States | Phoenixville | Phoenixville | 40.1358 | -75.5201 | United States | US | USA | Pennsylvania |  | 16968 | 1840001433
Phon, Khon Kaen, Thailand | Phon | Phon | 15.816 | 102.5998 | Thailand | TH | THA | Khon Kaen | minor | 11593 | 1764718749
Phôngsali, Phôngsali, Laos | Phôngsali | Phongsali | 21.6836 | 102.1053 | Laos | LA | LAO | Phôngsali | admin | 15083 | 1418524729
Phôn-Hông, Viangchan, Laos | Phôn-Hông | Phon-Hong | 18.4953 | 102.4153 | Laos | LA | LAO | Viangchan | admin |  | 1418592644
Phônsavan, Xiangkhouang, Laos | Phônsavan | Phonsavan | 19.45 | 103.2 | Laos | LA | LAO | Xiangkhouang | admin |  | 1418378289
Photharam, Ratchaburi, Thailand | Photharam | Photharam | 13.6918 | 99.8531 | Thailand | TH | THA | Ratchaburi | minor | 9575 | 1764429218
Phra Nakhon Si Ayutthaya, Phra Nakhon Si Ayutthaya, Thailand | Phra Nakhon Si Ayutthaya | Phra Nakhon Si Ayutthaya | 14.355 | 100.565 | Thailand | TH | THA | Phra Nakhon Si Ayutthaya | admin | 52952 | 1764002329
Phra Phutthabat, Sara Buri, Thailand | Phra Phutthabat | Phra Phutthabat | 14.7212 | 100.8047 | Thailand | TH | THA | Sara Buri | minor | 34322 | 1764815202
Phra Pradaeng, Samut Prakan, Thailand | Phra Pradaeng | Phra Pradaeng | 13.659 | 100.5329 | Thailand | TH | THA | Samut Prakan | minor | 10190 | 1764849819
Phrae, Phrae, Thailand | Phrae | Phrae | 18.1436 | 100.1417 | Thailand | TH | THA | Phrae | admin | 16668 | 1764209592
Phủ Lý, Hà Nam, Vietnam | Phủ Lý | Phu Ly | 20.5453 | 105.9122 | Vietnam | VN | VNM | Hà Nam | admin |  | 1704841896
Phú Quốc, Kiến Giang, Vietnam | Phú Quốc | Phu Quoc | 10.2289 | 103.9572 | Vietnam | VN | VNM | Kiến Giang | minor | 70000 | 1704992616
Phuket, Phuket, Thailand | Phuket | Phuket | 7.8881 | 98.3975 | Thailand | TH | THA | Phuket | admin | 77610 | 1764327831
Piacatu, São Paulo, Brazil | Piacatu | Piacatu | -21.5922 | -50.5992 | Brazil | BR | BRA | São Paulo |  | 5739 | 1076475752
Piacenza, Emilia-Romagna, Italy | Piacenza | Piacenza | 45.05 | 9.7 | Italy | IT | ITA | Emilia-Romagna | minor | 103082 | 1380821832
Piastów, Mazowieckie, Poland | Piastów | Piastow | 52.1833 | 20.85 | Poland | PL | POL | Mazowieckie |  | 23332 | 1616118197
Piatra Neamţ, Neamţ, Romania | Piatra Neamţ | Piatra Neamt | 46.9275 | 26.3708 | Romania | RO | ROU | Neamţ | admin | 85055 | 1642444635
Piatra Olt, Olt, Romania | Piatra Olt | Piatra Olt | 44.3603 | 24.2942 | Romania | RO | ROU | Olt |  | 6299 | 1642105839
Picayune, Mississippi, United States | Picayune | Picayune | 30.5322 | -89.6724 | United States | US | USA | Mississippi |  | 16832 | 1840015002
Pichilemu, Libertador General Bernardo O’Higgins, Chile | Pichilemu | Pichilemu | -34.3851 | -72.0049 | Chile | CL | CHL | Libertador General Bernardo O’Higgins | minor | 12776 | 1152498637
Pickering, Ontario, Canada | Pickering | Pickering | 43.8354 | -79.089 | Canada | CA | CAN | Ontario |  | 91771 | 1124781814
Pickering, North Yorkshire, United Kingdom | Pickering | Pickering | 54.2439 | -0.776 | United Kingdom | GB | GBR | North Yorkshire |  | 6830 | 1826894099
Pickerington, Ohio, United States | Pickerington | Pickerington | 39.889 | -82.7678 | United States | US | USA | Ohio |  | 22158 | 1840009528
Picnic Point, Washington, United States | Picnic Point | Picnic Point | 47.8744 | -122.3078 | United States | US | USA | Washington |  | 8976 | 1840037897
Pico Rivera, California, United States | Pico Rivera | Pico Rivera | 33.9902 | -118.0888 | United States | US | USA | California |  | 62027 | 1840020506
Pico Truncado, Santa Cruz, Argentina | Pico Truncado | Pico Truncado | -46.8 | -67.9667 | Argentina | AR | ARG | Santa Cruz |  | 20889 | 1032509324
Picos, Piauí, Brazil | Picos | Picos | -7.0769 | -41.4669 | Brazil | BR | BRA | Piauí |  | 57495 | 1076752928
Picos, São Salvador do Mundo, Cabo Verde | Picos | Picos | 15.0833 | -23.65 | Cabo Verde | CV | CPV | São Salvador do Mundo | admin |  | 1132670996
Picture Rocks, Arizona, United States | Picture Rocks | Picture Rocks | 32.3274 | -111.2557 | United States | US | USA | Arizona |  | 9452 | 1840019482
Pidhorodne, Dnipropetrovs’ka Oblast’, Ukraine | Pidhorodne | Pidhorodne | 48.5737 | 35.0966 | Ukraine | UA | UKR | Dnipropetrovs’ka Oblast’ |  | 19524 | 1804891177
Piedmont, California, United States | Piedmont | Piedmont | 37.8226 | -122.23 | United States | US | USA | California |  | 11135 | 1840020297
Piedmont, Oklahoma, United States | Piedmont | Piedmont | 35.6784 | -97.7528 | United States | US | USA | Oklahoma |  | 8551 | 1840020422
Piedmont, South Carolina, United States | Piedmont | Piedmont | 34.7074 | -82.4651 | United States | US | USA | South Carolina |  | 6401 | 1840013580
Piedras Blancas, Asturias, Spain | Piedras Blancas | Piedras Blancas | 43.56 | -5.976 | Spain | ES | ESP | Asturias |  | 9533 | 1724519867
Piedras Negras, Coahuila de Zaragoza, Mexico | Piedras Negras | Piedras Negras | 28.7 | -100.5231 | Mexico | MX | MEX | Coahuila de Zaragoza | minor | 163595 | 1484000400
Pieksämäki, Etelä-Savo, Finland | Pieksämäki | Pieksamaki | 62.3 | 27.1583 | Finland | FI | FIN | Etelä-Savo | minor | 18220 | 1246171745
Pierre, South Dakota, United States | Pierre | Pierre | 44.3748 | -100.3205 | United States | US | USA | South Dakota | admin | 14659 | 1840000313
Pierrefitte-sur-Seine, Île-de-France, France | Pierrefitte-sur-Seine | Pierrefitte-sur-Seine | 48.9656 | 2.3614 | France | FR | FRA | Île-de-France |  | 30306 | 1250320498
Piešťany, Trnavský, Slovakia | Piešťany | Piest'any | 48.5833 | 17.8333 | Slovakia | SK | SVK | Trnavský | minor | 29957 | 1703636029
Pietà, Pietà, Malta | Pietà | Pieta | 35.8947 | 14.495 | Malta | MT | MLT | Pietà | admin |  | 1470444069
Pietermaritzburg, KwaZulu-Natal, South Africa | Pietermaritzburg | Pietermaritzburg | -29.5833 | 30.4167 | South Africa | ZA | ZAF | KwaZulu-Natal | admin | 750845 | 1710690280
Pigeon Forge, Tennessee, United States | Pigeon Forge | Pigeon Forge | 35.7977 | -83.5623 | United States | US | USA | Tennessee |  | 6266 | 1840014500
Piggs Peak, Hhohho, Swaziland | Piggs Peak | Piggs Peak | -25.961 | 31.247 | Swaziland | SZ | SWZ | Hhohho |  | 5750 | 1748284923
Pijijiapan, Chiapas, Mexico | Pijijiapan | Pijijiapan | 15.6867 | -93.2092 | Mexico | MX | MEX | Chiapas | minor | 53525 | 1484994799
Pikalëvo, Leningradskaya Oblast’, Russia | Pikalëvo | Pikalevo | 59.5208 | 34.1514 | Russia | RU | RUS | Leningradskaya Oblast’ |  | 20183 | 1643572951
Pike Creek, Delaware, United States | Pike Creek | Pike Creek | 39.7485 | -75.6953 | United States | US | USA | Delaware |  | 8312 | 1840028618
Pike Creek Valley, Delaware, United States | Pike Creek Valley | Pike Creek Valley | 39.7296 | -75.6993 | United States | US | USA | Delaware |  | 10664 | 1840028614
Pike Road, Alabama, United States | Pike Road | Pike Road | 32.2934 | -86.0902 | United States | US | USA | Alabama |  | 10159 | 1840017000
Pikesville, Maryland, United States | Pikesville | Pikesville | 39.3893 | -76.702 | United States | US | USA | Maryland |  | 33387 | 1840005687
Piketberg, Western Cape, South Africa | Piketberg | Piketberg | -32.9 | 18.7667 | South Africa | ZA | ZAF | Western Cape |  | 12075 | 1710229097
Pikeville, Kentucky, United States | Pikeville | Pikeville | 37.4807 | -82.5262 | United States | US | USA | Kentucky |  | 7531 | 1840014348
Pilar, Ñeembucú, Paraguay | Pilar | Pilar | -26.8569 | -58.3039 | Paraguay | PY | PRY | Ñeembucú | admin | 32810 | 1600377954
Pilar, Buenos Aires, Argentina | Pilar | Pilar | -34.4588 | -58.9142 | Argentina | AR | ARG | Buenos Aires | minor | 81120 | 1032712196
Pilar do Sul, São Paulo, Brazil | Pilar do Sul | Pilar do Sul | -23.8128 | -47.7158 | Brazil | BR | BRA | São Paulo |  | 28309 | 1076254637
Piława Górna, Dolnośląskie, Poland | Piława Górna | Pilawa Gorna | 50.6833 | 16.75 | Poland | PL | POL | Dolnośląskie |  | 6673 | 1616426625
Pili, Camarines Sur, Philippines | Pili | Pili | 13.7177 | 123.7448 | Philippines | PH | PHL | Camarines Sur | admin |  | 1608825988
Pīlibhīt, Uttar Pradesh, India | Pīlibhīt | Pilibhit | 28.64 | 79.81 | India | IN | IND | Uttar Pradesh |  | 131008 | 1356147005
Pilis, Pest, Hungary | Pilis | Pilis | 47.2858 | 19.5469 | Hungary | HU | HUN | Pest |  | 11678 | 1348981551
Pilisvörösvár, Pest, Hungary | Pilisvörösvár | Pilisvorosvar | 47.6211 | 18.9108 | Hungary | HU | HUN | Pest | minor | 14148 | 1348911831
Píllaro, Tungurahua, Ecuador | Píllaro | Pillaro | -1.1667 | -78.5333 | Ecuador | EC | ECU | Tungurahua |  | 7444 | 1218633386
Pilsrundāle, Rundāles Novads, Latvia | Pilsrundāle | Pilsrundale | 56.4181 | 24.0162 | Latvia | LV | LVA | Rundāles Novads | admin |  | 1428889985
Pimenta Bueno, Rondônia, Brazil | Pimenta Bueno | Pimenta Bueno | -11.64 | -61.21 | Brazil | BR | BRA | Rondônia |  | 25762 | 1076267246
Pimmit Hills, Virginia, United States | Pimmit Hills | Pimmit Hills | 38.9105 | -77.1991 | United States | US | USA | Virginia |  | 6506 | 1840006024
Pinal de Amoles, Querétaro, Mexico | Pinal de Amoles | Pinal de Amoles | 21.1342 | -99.4586 | Mexico | MX | MEX | Querétaro | minor | 25325 | 1484630305
Pinamar, Buenos Aires, Argentina | Pinamar | Pinamar | -37.1 | -56.85 | Argentina | AR | ARG | Buenos Aires | minor | 45000 | 1032950633
Pinar del Río, Pinar del Río, Cuba | Pinar del Río | Pinar del Rio | 22.4122 | -83.6719 | Cuba | CU | CUB | Pinar del Río | admin | 188614 | 1192216820
Pınarbaşı, Kayseri, Turkey | Pınarbaşı | Pinarbasi | 38.722 | 36.391 | Turkey | TR | TUR | Kayseri | minor | 26911 | 1792740700
Pinardville, New Hampshire, United States | Pinardville | Pinardville | 43.001 | -71.5171 | United States | US | USA | New Hampshire |  | 5390 | 1840002991
Piñas, El Oro, Ecuador | Piñas | Pinas | -3.6806 | -79.6806 | Ecuador | EC | ECU | El Oro |  | 16981 | 1218213967
Pinchbeck, Lincolnshire, United Kingdom | Pinchbeck | Pinchbeck | 52.8147 | -0.1605 | United Kingdom | GB | GBR | Lincolnshire |  | 5153 | 1826280450
Pinckneyville, Illinois, United States | Pinckneyville | Pinckneyville | 38.0851 | -89.3718 | United States | US | USA | Illinois |  | 5393 | 1840009844
Pincourt, Quebec, Canada | Pincourt | Pincourt | 45.3833 | -73.9833 | Canada | CA | CAN | Quebec |  | 14558 | 1124637966
Pindamonhangaba, São Paulo, Brazil | Pindamonhangaba | Pindamonhangaba | -22.9239 | -45.4617 | Brazil | BR | BRA | São Paulo |  | 160614 | 1076937468
Pindorama, São Paulo, Brazil | Pindorama | Pindorama | -21.1858 | -48.9069 | Brazil | BR | BRA | São Paulo |  | 16342 | 1076588629
Pine Bluff, Arkansas, United States | Pine Bluff | Pine Bluff | 34.2116 | -92.0178 | United States | US | USA | Arkansas |  | 45204 | 1840014699
Pine Castle, Florida, United States | Pine Castle | Pine Castle | 28.4651 | -81.374 | United States | US | USA | Florida |  | 11643 | 1840014097
Pine Creek, Northern Territory, Australia | Pine Creek | Pine Creek | -13.8231 | 131.833 | Australia | AU | AUS | Northern Territory |  | 328 | 1036858004
Pine Hill, New Jersey, United States | Pine Hill | Pine Hill | 39.7879 | -74.9857 | United States | US | USA | New Jersey |  | 10417 | 1840001509
Pine Hills, Florida, United States | Pine Hills | Pine Hills | 28.5818 | -81.4693 | United States | US | USA | Florida |  | 75575 | 1840014098
Pine Lake Park, New Jersey, United States | Pine Lake Park | Pine Lake Park | 40.0017 | -74.2595 | United States | US | USA | New Jersey |  | 8811 | 1840024354
Pine Manor, Florida, United States | Pine Manor | Pine Manor | 26.5727 | -81.8775 | United States | US | USA | Florida |  | 5248 | 1840028755
Pine Ridge, Florida, United States | Pine Ridge | Pine Ridge | 28.933 | -82.4761 | United States | US | USA | Florida |  | 10279 | 1840028997
Pine Township, Pennsylvania, United States | Pine Township | Pine Township | 40.6437 | -80.0315 | United States | US | USA | Pennsylvania |  | 12881 | 1840147147
Pine Township, Pennsylvania, United States | Pine Township | Pine Township | 41.1681 | -80.0657 | United States | US | USA | Pennsylvania |  | 5023 | 1840141989
Pinecrest, Florida, United States | Pinecrest | Pinecrest | 25.665 | -80.3042 | United States | US | USA | Florida |  | 19155 | 1840018336
Pinehurst, North Carolina, United States | Pinehurst | Pinehurst | 35.1922 | -79.4684 | United States | US | USA | North Carolina |  | 45935 | 1840017852
Pinehurst, Massachusetts, United States | Pinehurst | Pinehurst | 42.5334 | -71.234 | United States | US | USA | Massachusetts |  | 7275 | 1840004521
Pinehurst, Texas, United States | Pinehurst | Pinehurst | 30.1889 | -95.7017 | United States | US | USA | Texas |  | 6157 | 1840141710
Pinellas Park, Florida, United States | Pinellas Park | Pinellas Park | 27.8589 | -82.7078 | United States | US | USA | Florida |  | 53637 | 1840015112
Pineville, Louisiana, United States | Pineville | Pineville | 31.3414 | -92.4096 | United States | US | USA | Louisiana |  | 14122 | 1840014963
Pineville, North Carolina, United States | Pineville | Pineville | 35.0864 | -80.8915 | United States | US | USA | North Carolina |  | 9028 | 1840016354
Pinewood, Florida, United States | Pinewood | Pinewood | 25.8697 | -80.2174 | United States | US | USA | Florida |  | 17027 | 1840029066
Piney Green, North Carolina, United States | Piney Green | Piney Green | 34.7498 | -77.3208 | United States | US | USA | North Carolina |  | 14061 | 1840013558
Pingdingshan, Henan, China | Pingdingshan | Pingdingshan | 33.735 | 113.2999 | China | CN | CHN | Henan |  | 4838000 | 1156735124
Pingdu, Shandong, China | Pingdu | Pingdu | 36.7833 | 119.9556 | China | CN | CHN | Shandong |  | 1378900 | 1156157078
Pinghu, Zhejiang, China | Pinghu | Pinghu | 30.7005 | 121.0104 | China | CN | CHN | Zhejiang |  | 671834 | 1156720536
Pingliang, Gansu, China | Pingliang | Pingliang | 35.5412 | 106.6819 | China | CN | CHN | Gansu | minor | 2190000 | 1156216904
Pingquan, Hebei, China | Pingquan | Pingquan | 41.0042 | 118.6848 | China | CN | CHN | Hebei | minor | 446939 | 1156442510
Pingree Grove, Illinois, United States | Pingree Grove | Pingree Grove | 42.0857 | -88.4362 | United States | US | USA | Illinois |  | 9874 | 1840011352
Pingtung, Pingtung, Taiwan | Pingtung | Pingtung | 22.6761 | 120.4942 | Taiwan | TW | TWN | Pingtung | admin | 503530 | 1158209038
Pingxiang, Jiangxi, China | Pingxiang | Pingxiang | 27.6333 | 113.85 | China | CN | CHN | Jiangxi | minor | 2001027 | 1156066465
Pingyi, Shandong, China | Pingyi | Pingyi | 35.5104 | 117.62 | China | CN | CHN | Shandong |  | 78254 | 1156542248
Pingzhen, Taoyuan, Taiwan | Pingzhen | Pingzhen | 24.9439 | 121.2161 | Taiwan | TW | TWN | Taoyuan |  | 201632 | 1158047789
Pinhal, São Paulo, Brazil | Pinhal | Pinhal | -22.1908 | -46.7408 | Brazil | BR | BRA | São Paulo |  | 43897 | 1076552956
Pinhalzinho, São Paulo, Brazil | Pinhalzinho | Pinhalzinho | -22.78 | -46.57 | Brazil | BR | BRA | São Paulo |  | 14423 | 1076934968
Pinheiro, Maranhão, Brazil | Pinheiro | Pinheiro | -2.5196 | -45.09 | Brazil | BR | BRA | Maranhão |  | 38893 | 1076349995
Pinhel, Guarda, Portugal | Pinhel | Pinhel | 40.7833 | -7.0667 | Portugal | PT | PRT | Guarda | minor | 9627 | 1620892355
Pinhoe, Devon, United Kingdom | Pinhoe | Pinhoe | 50.7407 | -3.4672 | United Kingdom | GB | GBR | Devon |  | 6454 | 1826753176
Pinkafeld, Burgenland, Austria | Pinkafeld | Pinkafeld | 47.3717 | 16.1219 | Austria | AT | AUT | Burgenland |  | 5779 | 1040205170
Piņķi, Babītes Novads, Latvia | Piņķi | Pinki | 56.9419 | 23.9137 | Latvia | LV | LVA | Babītes Novads | admin |  | 1428171019
Pinneberg, Schleswig-Holstein, Germany | Pinneberg | Pinneberg | 53.6591 | 9.8009 | Germany | DE | DEU | Schleswig-Holstein | minor | 43280 | 1276865707
Pinner, Harrow, United Kingdom | Pinner | Pinner | 51.5932 | -0.3894 | United Kingdom | GB | GBR | Harrow |  | 31130 | 1826466478
Pinole, California, United States | Pinole | Pinole | 37.9931 | -122.2834 | United States | US | USA | California |  | 19250 | 1840020281
Piñon Hills, California, United States | Piñon Hills | Pinon Hills | 34.4438 | -117.6214 | United States | US | USA | California |  | 7592 | 1840025799
Pinrang, Sulawesi Selatan, Indonesia | Pinrang | Pinrang | -3.7857 | 119.6522 | Indonesia | ID | IDN | Sulawesi Selatan | minor | 182731 | 1360941841
Pinsk, Brestskaya Voblasts’, Belarus | Pinsk | Pinsk | 52.1228 | 26.095 | Belarus | BY | BLR | Brestskaya Voblasts’ | minor | 126300 | 1112209279
Pinson, Alabama, United States | Pinson | Pinson | 33.7057 | -86.6674 | United States | US | USA | Alabama |  | 7106 | 1840022941
Pinxton, Derbyshire, United Kingdom | Pinxton | Pinxton | 53.0905 | -1.3237 | United Kingdom | GB | GBR | Derbyshire |  | 5699 | 1826634910
Pionerskiy, Kaliningradskaya Oblast’, Russia | Pionerskiy | Pionerskiy | 54.95 | 20.2167 | Russia | RU | RUS | Kaliningradskaya Oblast’ | minor | 11312 | 1643251057
Piotrków Trybunalski, Łódzkie, Poland | Piotrków Trybunalski | Piotrkow Trybunalski | 51.4 | 19.6833 | Poland | PL | POL | Łódzkie | minor | 74905 | 1616450789
Piqua, Ohio, United States | Piqua | Piqua | 40.1505 | -84.2441 | United States | US | USA | Ohio |  | 21936 | 1840009467
Piquete, São Paulo, Brazil | Piquete | Piquete | -22.6136 | -45.1761 | Brazil | BR | BRA | São Paulo |  | 14123 | 1076872108
Pīr Bakrān, Eşfahān, Iran | Pīr Bakrān | Pir Bakran | 32.4686 | 51.5578 | Iran | IR | IRN | Eşfahān |  | 10851 | 1364421592
Piracaia, São Paulo, Brazil | Piracaia | Piracaia | -23.0539 | -46.3581 | Brazil | BR | BRA | São Paulo |  | 26688 | 1076072528
Piracicaba, São Paulo, Brazil | Piracicaba | Piracicaba | -22.725 | -47.6489 | Brazil | BR | BRA | São Paulo |  | 342209 | 1076166252
Piraçununga, São Paulo, Brazil | Piraçununga | Piracununga | -21.9961 | -47.4258 | Brazil | BR | BRA | São Paulo |  | 74587 | 1076467647
Piraeus, Attikí, Greece | Piraeus | Piraeus | 37.95 | 23.7 | Greece | GR | GRC | Attikí | minor | 466065 | 1300458367
Piraju, São Paulo, Brazil | Piraju | Piraju | -23.1936 | -49.3839 | Brazil | BR | BRA | São Paulo |  | 29664 | 1076217227
Pirajuí, São Paulo, Brazil | Pirajuí | Pirajui | -21.9989 | -49.4569 | Brazil | BR | BRA | São Paulo |  | 24546 | 1076016134
Piran, Piran, Slovenia | Piran | Piran | 45.5271 | 13.5685 | Slovenia | SI | SVN | Piran | admin | 17491 | 1705085466
Pirangi, São Paulo, Brazil | Pirangi | Pirangi | -21.0914 | -48.6578 | Brazil | BR | BRA | São Paulo |  | 11220 | 1076411878
Pīrānshahr, Āz̄arbāyjān-e Gharbī, Iran | Pīrānshahr | Piranshahr | 36.6944 | 45.1417 | Iran | IR | IRN | Āz̄arbāyjān-e Gharbī | minor | 138864 | 1364699746
Pirapora, Minas Gerais, Brazil | Pirapora | Pirapora | -17.345 | -44.9419 | Brazil | BR | BRA | Minas Gerais |  | 60164 | 1076124834
Pirapora do Bom Jesus, São Paulo, Brazil | Pirapora do Bom Jesus | Pirapora do Bom Jesus | -23.3972 | -47.0028 | Brazil | BR | BRA | São Paulo |  | 17646 | 1076000099
Pirapòzinho, São Paulo, Brazil | Pirapòzinho | Pirapozinho | -22.2753 | -51.5 | Brazil | BR | BRA | São Paulo |  | 26594 | 1076099500
Piratininga, São Paulo, Brazil | Piratininga | Piratininga | -22.4155 | -49.194 | Brazil | BR | BRA | São Paulo |  | 13093 | 1076861726
Pirdop, Sofia, Bulgaria | Pirdop | Pirdop | 42.7 | 24.1833 | Bulgaria | BG | BGR | Sofia |  | 7353 | 1100198336
Pires do Rio, Goiás, Brazil | Pires do Rio | Pires do Rio | -17.2995 | -48.28 | Brazil | BR | BRA | Goiás |  | 24822 | 1076357135
Piripiri, Piauí, Brazil | Piripiri | Piripiri | -4.2733 | -41.7769 | Brazil | BR | BRA | Piauí |  | 44864 | 1076867493
Pirmasens, Rhineland-Palatinate, Germany | Pirmasens | Pirmasens | 49.2 | 7.6 | Germany | DE | DEU | Rhineland-Palatinate | minor | 40403 | 1276000134
Pirna, Saxony, Germany | Pirna | Pirna | 50.9622 | 13.9403 | Germany | DE | DEU | Saxony | minor | 38316 | 1276247543
Pirot, Pirot, Serbia | Pirot | Pirot | 43.1519 | 22.585 | Serbia | RS | SRB | Pirot | admin |  | 1688324137
Pisa, Tuscany, Italy | Pisa | Pisa | 43.7167 | 10.4 | Italy | IT | ITA | Tuscany | minor | 89745 | 1380310225
Pisaflores, Hidalgo, Mexico | Pisaflores | Pisaflores | 21.1933 | -99.005 | Mexico | MX | MEX | Hidalgo |  | 17214 | 1484698691
Piscataway, New Jersey, United States | Piscataway | Piscataway | 40.5467 | -74.4636 | United States | US | USA | New Jersey |  | 56931 | 1840081697
Pisco, Ica, Peru | Pisco | Pisco | -13.71 | -76.2032 | Peru | PE | PER | Ica |  | 109965 | 1604438126
Písek, Jihočeský Kraj, Czechia | Písek | Pisek | 49.3089 | 14.1475 | Czechia | CZ | CZE | Jihočeský Kraj |  | 30415 | 1203813820
Pismo Beach, California, United States | Pismo Beach | Pismo Beach | 35.1484 | -120.6492 | United States | US | USA | California |  | 8168 | 1840020416
Piso Firme, El Beni, Bolivia | Piso Firme | Piso Firme | -13.683 | -61.8666 | Bolivia | BO | BOL | El Beni |  | 72 | 1068400874
Piste, Yucatán, Mexico | Piste | Piste | 20.6981 | -88.5886 | Mexico | MX | MEX | Yucatán |  | 5528 | 1484346814
Pita, Mamou, Guinea | Pita | Pita | 11.08 | -12.401 | Guinea | GN | GIN | Mamou | minor | 20052 | 1324788694
Pitangueiras, São Paulo, Brazil | Pitangueiras | Pitangueiras | -21.0094 | -48.2217 | Brazil | BR | BRA | São Paulo |  | 38211 | 1076000181
Piteşti, Argeş, Romania | Piteşti | Pitesti | 44.8667 | 24.8833 | Romania | RO | ROU | Argeş | admin | 155383 | 1642781938
Pithāpuram, Andhra Pradesh, India | Pithāpuram | Pithapuram | 17.1167 | 82.2667 | India | IN | IND | Andhra Pradesh |  | 54859 | 1356440541
Pitkyaranta, Kareliya, Russia | Pitkyaranta | Pitkyaranta | 61.5667 | 31.4833 | Russia | RU | RUS | Kareliya |  | 10479 | 1643011862
Pitman, New Jersey, United States | Pitman | Pitman | 39.7335 | -75.1306 | United States | US | USA | New Jersey |  | 8741 | 1840001521
Pitsea, Essex, United Kingdom | Pitsea | Pitsea | 51.569 | 0.504 | United Kingdom | GB | GBR | Essex |  | 25000 | 1826099748
Pitt Meadows, British Columbia, Canada | Pitt Meadows | Pitt Meadows | 49.2333 | -122.6833 | Canada | CA | CAN | British Columbia |  | 18573 | 1124786902
Pittsburg, California, United States | Pittsburg | Pittsburg | 38.0182 | -121.8964 | United States | US | USA | California |  | 72588 | 1840020282
Pittsburg, Kansas, United States | Pittsburg | Pittsburg | 37.4129 | -94.6984 | United States | US | USA | Kansas |  | 22711 | 1840001697
Pittsburgh, Pennsylvania, United States | Pittsburgh | Pittsburgh | 40.4396 | -79.9762 | United States | US | USA | Pennsylvania |  | 1703266 | 1840001254
Pittsfield, Massachusetts, United States | Pittsfield | Pittsfield | 42.4517 | -73.2605 | United States | US | USA | Massachusetts |  | 55697 | 1840003116
Pittsford, New York, United States | Pittsford | Pittsford | 43.0732 | -77.5268 | United States | US | USA | New York |  | 29349 | 1840004283
Pittsgrove, New Jersey, United States | Pittsgrove | Pittsgrove | 39.5404 | -75.1291 | United States | US | USA | New Jersey |  | 8940 | 1840131599
Pittston, Pennsylvania, United States | Pittston | Pittston | 41.3274 | -75.7885 | United States | US | USA | Pennsylvania |  | 7802 | 1840000766
Pittstown, New York, United States | Pittstown | Pittstown | 42.8647 | -73.5051 | United States | US | USA | New York |  | 5674 | 1840058406
Piura, Piura, Peru | Piura | Piura | -5.2008 | -80.6253 | Peru | PE | PER | Piura | admin | 473025 | 1604331641
Pivdenne, Kharkivs’ka Oblast’, Ukraine | Pivdenne | Pivdenne | 49.8849 | 36.0687 | Ukraine | UA | UKR | Kharkivs’ka Oblast’ |  | 7705 | 1804968695
Pivka, Pivka, Slovenia | Pivka | Pivka | 45.6794 | 14.1967 | Slovenia | SI | SVN | Pivka | admin |  | 1705709650
Pizhou, Jiangsu, China | Pizhou | Pizhou | 34.3422 | 118.0097 | China | CN | CHN | Jiangsu |  | 1458038 | 1156114238
Placentia, California, United States | Placentia | Placentia | 33.8807 | -117.8553 | United States | US | USA | California |  | 51233 | 1840020583
Placerville, California, United States | Placerville | Placerville | 38.7308 | -120.7978 | United States | US | USA | California |  | 31943 | 1840020238
Placetas, Villa Clara, Cuba | Placetas | Placetas | 22.3158 | -79.6556 | Cuba | CU | CUB | Villa Clara | minor | 71208 | 1192546991
Plain City, Utah, United States | Plain City | Plain City | 41.307 | -112.0877 | United States | US | USA | Utah |  | 7669 | 1840020136
Plainedge, New York, United States | Plainedge | Plainedge | 40.724 | -73.477 | United States | US | USA | New York |  | 9206 | 1840005249
Plainfield, New Jersey, United States | Plainfield | Plainfield | 40.6154 | -74.4157 | United States | US | USA | New Jersey |  | 50317 | 1840001090
Plainfield, Illinois, United States | Plainfield | Plainfield | 41.6206 | -88.2252 | United States | US | USA | Illinois |  | 44308 | 1840011495
Plainfield, Indiana, United States | Plainfield | Plainfield | 39.6953 | -86.3717 | United States | US | USA | Indiana |  | 35287 | 1840010579
Plainfield, Connecticut, United States | Plainfield | Plainfield | 41.6992 | -71.8987 | United States | US | USA | Connecticut |  | 15114 | 1840045063
Plainfield, Pennsylvania, United States | Plainfield | Plainfield | 40.8185 | -75.2609 | United States | US | USA | Pennsylvania |  | 6142 | 1840151279
Plains, Pennsylvania, United States | Plains | Plains | 41.2658 | -75.8145 | United States | US | USA | Pennsylvania |  | 9748 | 1840025529
Plainsboro, New Jersey, United States | Plainsboro | Plainsboro | 40.3377 | -74.5878 | United States | US | USA | New Jersey |  | 23120 | 1840081691
Plainview, New York, United States | Plainview | Plainview | 40.7832 | -73.4732 | United States | US | USA | New York |  | 25902 | 1840005250
Plainview, Texas, United States | Plainview | Plainview | 34.1911 | -101.7234 | United States | US | USA | Texas |  | 23424 | 1840020538
Plainville, Connecticut, United States | Plainville | Plainville | 41.6741 | -72.8575 | United States | US | USA | Connecticut |  | 17720 | 1840035535
Plainville, Massachusetts, United States | Plainville | Plainville | 42.0141 | -71.3364 | United States | US | USA | Massachusetts |  | 9088 | 1840053555
Plaisir, Île-de-France, France | Plaisir | Plaisir | 48.8183 | 1.9472 | France | FR | FRA | Île-de-France |  | 31419 | 1250415771
Plaistow, New Hampshire, United States | Plaistow | Plaistow | 42.8403 | -71.096 | United States | US | USA | New Hampshire |  | 7677 | 1840055411
Planá, Plzeňský Kraj, Czechia | Planá | Plana | 49.8683 | 12.7438 | Czechia | CZ | CZE | Plzeňský Kraj |  | 5396 | 1203670604
Plandište, Plandište, Serbia | Plandište | Plandiste | 45.2292 | 21.1238 | Serbia | RS | SRB | Plandište | admin |  | 1688176320
Planken, Planken, Liechtenstein | Planken | Planken | 47.1844 | 9.5436 | Liechtenstein | LI | LIE | Planken | admin |  | 1438419168
Plan-les-Ouates, Genève, Switzerland | Plan-les-Ouates | Plan-les-Ouates | 46.1667 | 6.1167 | Switzerland | CH | CHE | Genève |  | 10656 | 1756223041
Plano, Texas, United States | Plano | Plano | 33.0502 | -96.7487 | United States | US | USA | Texas |  | 287677 | 1840020662
Plano, Illinois, United States | Plano | Plano | 41.6757 | -88.5294 | United States | US | USA | Illinois |  | 11665 | 1840009258
Plant City, Florida, United States | Plant City | Plant City | 28.014 | -82.1201 | United States | US | USA | Florida |  | 39744 | 1840015115
Plantation, Florida, United States | Plantation | Plantation | 26.126 | -80.2617 | United States | US | USA | Florida |  | 94580 | 1840015142
Plaquemine, Louisiana, United States | Plaquemine | Plaquemine | 30.2834 | -91.2429 | United States | US | USA | Louisiana |  | 6539 | 1840015037
Plasencia, Extremadura, Spain | Plasencia | Plasencia | 40.0275 | -6.0908 | Spain | ES | ESP | Extremadura |  | 39913 | 1724951100
Plasnica, Plasnica, Macedonia | Plasnica | Plasnica | 41.4672 | 21.1231 | Macedonia | MK | MKD | Plasnica | admin |  | 1807030257
Plast, Chelyabinskaya Oblast’, Russia | Plast | Plast | 54.3667 | 60.8167 | Russia | RU | RUS | Chelyabinskaya Oblast’ |  | 17508 | 1643651635
Platón Sánchez, Veracruz, Mexico | Platón Sánchez | Platon Sanchez | 21.2833 | -98.3667 | Mexico | MX | MEX | Veracruz | minor | 10009 | 1484193492
Platte City, Missouri, United States | Platte City | Platte City | 39.3576 | -94.7655 | United States | US | USA | Missouri |  | 9462 | 1840009591
Plattekill, New York, United States | Plattekill | Plattekill | 41.6478 | -74.0717 | United States | US | USA | New York |  | 10251 | 1840058407
Platteville, Wisconsin, United States | Platteville | Platteville | 42.728 | -90.4676 | United States | US | USA | Wisconsin |  | 12100 | 1840002981
Plattling, Bavaria, Germany | Plattling | Plattling | 48.7767 | 12.8736 | Germany | DE | DEU | Bavaria |  | 13043 | 1276078281
Plattsburgh, New York, United States | Plattsburgh | Plattsburgh | 44.6951 | -73.4563 | United States | US | USA | New York |  | 28740 | 1840000296
Plattsmouth, Nebraska, United States | Plattsmouth | Plattsmouth | 41.0053 | -95.894 | United States | US | USA | Nebraska |  | 6534 | 1840009355
Plauen, Saxony, Germany | Plauen | Plauen | 50.495 | 12.1383 | Germany | DE | DEU | Saxony | minor | 64931 | 1276134198
Plav, Plav, Montenegro | Plav | Plav | 42.5956 | 19.945 | Montenegro | ME | MNE | Plav | admin | 13805 | 1499247875
Pļaviņas, Pļaviņu Novads, Latvia | Pļaviņas | Plavinas | 56.6161 | 25.7217 | Latvia | LV | LVA | Pļaviņu Novads | admin | 3151 | 1428245037
Plavsk, Tul’skaya Oblast’, Russia | Plavsk | Plavsk | 53.7 | 37.3 | Russia | RU | RUS | Tul’skaya Oblast’ |  | 15920 | 1643003936
Playa del Carmen, Quintana Roo, Mexico | Playa del Carmen | Playa del Carmen | 20.6275 | -87.0811 | Mexico | MX | MEX | Quintana Roo | minor | 252087 | 1484559458
Playas de Rosarito, Baja California, Mexico | Playas de Rosarito | Playas de Rosarito | 32.3422 | -117.0561 | Mexico | MX | MEX | Baja California | minor | 65278 | 1484522993
Pleasant Grove, Utah, United States | Pleasant Grove | Pleasant Grove | 40.3716 | -111.7412 | United States | US | USA | Utah |  | 38258 | 1840020173
Pleasant Grove, Alabama, United States | Pleasant Grove | Pleasant Grove | 33.4936 | -86.9782 | United States | US | USA | Alabama |  | 9604 | 1840014793
Pleasant Hill, California, United States | Pleasant Hill | Pleasant Hill | 37.954 | -122.0759 | United States | US | USA | California |  | 34839 | 1840020283
Pleasant Hill, Iowa, United States | Pleasant Hill | Pleasant Hill | 41.5868 | -93.4952 | United States | US | USA | Iowa |  | 10019 | 1840009219
Pleasant Hill, Missouri, United States | Pleasant Hill | Pleasant Hill | 38.8061 | -94.2655 | United States | US | USA | Missouri |  | 8613 | 1840009786
Pleasant Hills, Pennsylvania, United States | Pleasant Hills | Pleasant Hills | 40.3298 | -79.9596 | United States | US | USA | Pennsylvania |  | 8026 | 1840001255
Pleasant Prairie, Wisconsin, United States | Pleasant Prairie | Pleasant Prairie | 42.5266 | -87.8895 | United States | US | USA | Wisconsin |  | 21034 | 1840003163
Pleasant Valley, New York, United States | Pleasant Valley | Pleasant Valley | 41.7697 | -73.805 | United States | US | USA | New York |  | 9715 | 1840058409
Pleasant View, Utah, United States | Pleasant View | Pleasant View | 41.3249 | -112.0011 | United States | US | USA | Utah |  | 10839 | 1840020137
Pleasanton, California, United States | Pleasanton | Pleasanton | 37.6663 | -121.8805 | United States | US | USA | California |  | 81777 | 1840020298
Pleasanton, Texas, United States | Pleasanton | Pleasanton | 28.9643 | -98.4957 | United States | US | USA | Texas |  | 15148 | 1840020988
Pleasantville, New Jersey, United States | Pleasantville | Pleasantville | 39.39 | -74.5169 | United States | US | USA | New Jersey |  | 20149 | 1840001535
Pleasantville, New York, United States | Pleasantville | Pleasantville | 41.1378 | -73.7827 | United States | US | USA | New York |  | 7260 | 1840004940
Pleasure Point, California, United States | Pleasure Point | Pleasure Point | 36.9618 | -121.9715 | United States | US | USA | California |  | 6277 | 1840074532
Pleiku, Gia Lai, Vietnam | Pleiku | Pleiku | 13.9833 | 108 | Vietnam | VN | VNM | Gia Lai | admin | 142900 | 1704220080
Plessisville, Quebec, Canada | Plessisville | Plessisville | 46.2167 | -71.7833 | Canada | CA | CAN | Quebec |  | 6688 | 1124223899
Pleszew, Wielkopolskie, Poland | Pleszew | Pleszew | 51.8974 | 17.7856 | Poland | PL | POL | Wielkopolskie | minor | 20365 | 1616452688
Plettenberg, North Rhine-Westphalia, Germany | Plettenberg | Plettenberg | 51.2128 | 7.8715 | Germany | DE | DEU | North Rhine-Westphalia |  | 25318 | 1276414700
Pleven, Pleven, Bulgaria | Pleven | Pleven | 43.4078 | 24.6203 | Bulgaria | BG | BGR | Pleven | admin | 123588 | 1100973719
Pljevlja, Pljevlja, Montenegro | Pljevlja | Pljevlja | 43.3566 | 19.3502 | Montenegro | ME | MNE | Pljevlja | admin | 30786 | 1499255431
Ploče, Dubrovačko-Neretvanska Županija, Croatia | Ploče | Ploce | 43.0525 | 17.4367 | Croatia | HR | HRV | Dubrovačko-Neretvanska Županija | minor | 6537 | 1191861085
Plochingen, Baden-Württemberg, Germany | Plochingen | Plochingen | 48.7117 | 9.4164 | Germany | DE | DEU | Baden-Württemberg |  | 14433 | 1276921571
Płock, Mazowieckie, Poland | Płock | Plock | 52.55 | 19.7 | Poland | PL | POL | Mazowieckie | minor | 120000 | 1616954507
Ploieşti, Prahova, Romania | Ploieşti | Ploiesti | 44.9386 | 26.0225 | Romania | RO | ROU | Prahova | admin | 209945 | 1642169731
Plön, Schleswig-Holstein, Germany | Plön | Plon | 54.1622 | 10.4214 | Germany | DE | DEU | Schleswig-Holstein | minor | 8914 | 1276527623
Plopeni, Prahova, Romania | Plopeni | Plopeni | 45.0458 | 25.9536 | Romania | RO | ROU | Prahova |  | 7718 | 1642978143
Plovdiv, Plovdiv, Bulgaria | Plovdiv | Plovdiv | 42.1433 | 24.7489 | Bulgaria | BG | BGR | Plovdiv | admin | 384088 | 1100436706
Plover, Wisconsin, United States | Plover | Plover | 44.4614 | -89.5383 | United States | US | USA | Wisconsin |  | 13099 | 1840002328
Plum, Pennsylvania, United States | Plum | Plum | 40.5024 | -79.7496 | United States | US | USA | Pennsylvania |  | 27087 | 1840003632
Plumas Lake, California, United States | Plumas Lake | Plumas Lake | 38.9924 | -121.558 | United States | US | USA | California |  | 7367 | 1840024456
Plumstead, Greenwich, United Kingdom | Plumstead | Plumstead | 51.49 | 0.09 | United Kingdom | GB | GBR | Greenwich |  | 16736 | 1826276603
Plumstead, Pennsylvania, United States | Plumstead | Plumstead | 40.3878 | -75.1164 | United States | US | USA | Pennsylvania |  | 13694 | 1840152882
Plumsted, New Jersey, United States | Plumsted | Plumsted | 40.0468 | -74.4852 | United States | US | USA | New Jersey |  | 8514 | 1840081609
Plumtree, Matabeleland South, Zimbabwe | Plumtree | Plumtree | -20.4869 | 27.8042 | Zimbabwe | ZW | ZWE | Matabeleland South |  | 2148 | 1716916272
Plungė, Plungė, Lithuania | Plungė | Plunge | 55.9167 | 21.85 | Lithuania | LT | LTU | Plungė | admin | 18042 | 1440542185
Plužine, Plužine, Montenegro | Plužine | Pluzine | 43.1528 | 18.8394 | Montenegro | ME | MNE | Plužine | admin |  | 1499719205
Plymouth, Plymouth, United Kingdom | Plymouth | Plymouth | 50.3714 | -4.1422 | United Kingdom | GB | GBR | Plymouth |  | 267918 | 1826947183
Plymouth, Pennsylvania, United States | Plymouth | Plymouth | 41.2404 | -75.9505 | United States | US | USA | Pennsylvania |  | 5794 | 1840000767
Plymouth, Minnesota, United States | Plymouth | Plymouth | 45.0225 | -93.4618 | United States | US | USA | Minnesota |  | 79768 | 1840008929
Plymouth, Massachusetts, United States | Plymouth | Plymouth | 41.8783 | -70.6309 | United States | US | USA | Massachusetts |  | 59331 | 1840053574
Plymouth, Indiana, United States | Plymouth | Plymouth | 41.3483 | -86.3187 | United States | US | USA | Indiana |  | 12433 | 1840014170
Plymouth, Connecticut, United States | Plymouth | Plymouth | 41.6642 | -73.0263 | United States | US | USA | Connecticut |  | 11782 | 1840004913
Plymouth, Michigan, United States | Plymouth | Plymouth | 42.3718 | -83.468 | United States | US | USA | Michigan |  | 9154 | 1840003959
Plymouth, Wisconsin, United States | Plymouth | Plymouth | 43.7447 | -87.9657 | United States | US | USA | Wisconsin |  | 9097 | 1840002626
Plymouth, New Hampshire, United States | Plymouth | Plymouth | 43.7438 | -71.7221 | United States | US | USA | New Hampshire |  | 6731 | 1840055417
Plymouth Meeting, Pennsylvania, United States | Plymouth Meeting | Plymouth Meeting | 40.11 | -75.2794 | United States | US | USA | Pennsylvania |  | 6557 | 1840005459
Plymouth Township, Pennsylvania, United States | Plymouth Township | Plymouth Township | 40.1115 | -75.2977 | United States | US | USA | Pennsylvania |  | 17421 | 1840142125
Plympton, Plymouth, United Kingdom | Plympton | Plympton | 50.386 | -4.051 | United Kingdom | GB | GBR | Plymouth |  | 29899 | 1826807244
Plympton-Wyoming, Ontario, Canada | Plympton-Wyoming | Plympton-Wyoming | 43.0167 | -82.0833 | Canada | CA | CAN | Ontario |  | 7576 | 1124001273
Plymstock, Plymouth, United Kingdom | Plymstock | Plymstock | 50.3569 | -4.09 | United Kingdom | GB | GBR | Plymouth |  | 24103 | 1826596908
Plzeň, Plzeňský Kraj, Czechia | Plzeň | Plzen | 49.7414 | 13.3825 | Czechia | CZ | CZE | Plzeňský Kraj | admin | 174842 | 1203402469
Pô, Centre-Sud, Burkina Faso | Pô | Po | 11.169 | -1.135 | Burkina Faso | BF | BFA | Centre-Sud | minor | 17924 | 1854979912
Poá, São Paulo, Brazil | Poá | Poa | -23.5286 | -46.345 | Brazil | BR | BRA | São Paulo |  | 113793 | 1076905631
Pocahontas, Arkansas, United States | Pocahontas | Pocahontas | 36.2637 | -90.9706 | United States | US | USA | Arkansas |  | 5887 | 1840014448
Pocatello, Idaho, United States | Pocatello | Pocatello | 42.8724 | -112.4646 | United States | US | USA | Idaho |  | 72878 | 1840013376
Pocheon, Gyeonggi, Korea, South | Pocheon | Pocheon | 37.8944 | 127.1992 | Korea, South | KR | KOR | Gyeonggi | minor | 163388 | 1410780187
Pochëp, Bryanskaya Oblast’, Russia | Pochëp | Pochep | 52.9333 | 33.45 | Russia | RU | RUS | Bryanskaya Oblast’ |  | 16687 | 1643674732
Pochinok, Smolenskaya Oblast’, Russia | Pochinok | Pochinok | 54.4 | 32.45 | Russia | RU | RUS | Smolenskaya Oblast’ |  | 8545 | 1643214179
Pocking, Bavaria, Germany | Pocking | Pocking | 48.3997 | 13.3167 | Germany | DE | DEU | Bavaria |  | 15967 | 1276193940
Pocklington, East Riding of Yorkshire, United Kingdom | Pocklington | Pocklington | 53.9309 | -0.7781 | United Kingdom | GB | GBR | East Riding of Yorkshire |  | 8337 | 1826728939
Pocono, Pennsylvania, United States | Pocono | Pocono | 41.0612 | -75.3102 | United States | US | USA | Pennsylvania |  | 10846 | 1840144156
Poços de Caldas, Minas Gerais, Brazil | Poços de Caldas | Pocos de Caldas | -21.78 | -46.57 | Brazil | BR | BRA | Minas Gerais |  | 146588 | 1076336113
Podbořany, Ústecký Kraj, Czechia | Podbořany | Podborany | 50.2295 | 13.412 | Czechia | CZ | CZE | Ústecký Kraj |  | 6386 | 1203340150
Podčetrtek, Podčetrtek, Slovenia | Podčetrtek | Podcetrtek | 46.1569 | 15.5986 | Slovenia | SI | SVN | Podčetrtek | admin |  | 1705261000
Poděbrady, Středočeský Kraj, Czechia | Poděbrady | Podebrady | 50.1425 | 15.1189 | Czechia | CZ | CZE | Středočeský Kraj |  | 14377 | 1203251007
Podgorica, Podgorica, Montenegro | Podgorica | Podgorica | 42.4397 | 19.2661 | Montenegro | ME | MNE | Podgorica | primary | 174515 | 1499454516
Podilsk, Odes’ka Oblast’, Ukraine | Podilsk | Podilsk | 47.7419 | 29.535 | Ukraine | UA | UKR | Odes’ka Oblast’ | minor | 40155 | 1804566477
Podkamennaya Tunguska, Krasnoyarskiy Kray, Russia | Podkamennaya Tunguska | Podkamennaya Tunguska | 61.5995 | 90.1236 | Russia | RU | RUS | Krasnoyarskiy Kray |  | 10 | 1643764711
Podlehnik, Podlehnik, Slovenia | Podlehnik | Podlehnik | 46.3353 | 15.88 | Slovenia | SI | SVN | Podlehnik | admin |  | 1705352359
Podolsk, Moskovskaya Oblast’, Russia | Podolsk | Podolsk | 55.4297 | 37.5444 | Russia | RU | RUS | Moskovskaya Oblast’ |  | 299660 | 1643693800
Podporozhye, Leningradskaya Oblast’, Russia | Podporozhye | Podporozhye | 60.9167 | 34.1667 | Russia | RU | RUS | Leningradskaya Oblast’ |  | 17270 | 1643153235
Podu Iloaiei, Iaşi, Romania | Podu Iloaiei | Podu Iloaiei | 47.2167 | 27.2667 | Romania | RO | ROU | Iaşi |  | 9573 | 1642361317
Podujevë, Podujevë, Kosovo | Podujevë | Podujeve | 42.9167 | 21.2 | Kosovo | XK | XKS | Podujevë | admin | 88499 | 1901550082
Podvelka, Podvelka, Slovenia | Podvelka | Podvelka | 46.5869 | 15.3306 | Slovenia | SI | SVN | Podvelka | admin |  | 1705523444
Pofadder, Northern Cape, South Africa | Pofadder | Pofadder | -29.1286 | 19.3947 | South Africa | ZA | ZAF | Northern Cape |  | 4220 | 1710817164
Pogoanele, Buzău, Romania | Pogoanele | Pogoanele | 44.9167 | 27 | Romania | RO | ROU | Buzău |  | 7275 | 1642935531
Pogradec, Korçë, Albania | Pogradec | Pogradec | 40.9 | 20.65 | Albania | AL | ALB | Korçë |  | 20848 | 1008366566
Pohang, Gyeongbuk, Korea, South | Pohang | Pohang | 36.0322 | 129.365 | Korea, South | KR | KOR | Gyeongbuk | minor | 520305 | 1410983252
Pohořelice, Jihomoravský Kraj, Czechia | Pohořelice | Pohorelice | 48.9812 | 16.5245 | Czechia | CZ | CZE | Jihomoravský Kraj |  | 5133 | 1203487900
Pohrebyshche, Vinnyts’ka Oblast’, Ukraine | Pohrebyshche | Pohrebyshche | 49.4869 | 29.2733 | Ukraine | UA | UKR | Vinnyts’ka Oblast’ | minor | 9525 | 1804131540
Poiares, Coimbra, Portugal | Poiares | Poiares | 40.2167 | -8.25 | Portugal | PT | PRT | Coimbra | minor | 7281 | 1620186087
Poinciana, Florida, United States | Poinciana | Poinciana | 28.1217 | -81.482 | United States | US | USA | Florida |  | 67169 | 1840014132
Point Fortin, Point Fortin, Trinidad And Tobago | Point Fortin | Point Fortin | 10.1741 | -61.6841 | Trinidad And Tobago | TT | TTO | Point Fortin | admin |  | 1780702349
Point Pleasant, New Jersey, United States | Point Pleasant | Point Pleasant | 40.0772 | -74.0702 | United States | US | USA | New Jersey |  | 18772 | 1840001485
Point Pleasant, West Virginia, United States | Point Pleasant | Point Pleasant | 38.8529 | -82.1303 | United States | US | USA | West Virginia |  | 10473 | 1840006048
Point Vernon, Queensland, Australia | Point Vernon | Point Vernon | -25.2538 | 152.8177 | Australia | AU | AUS | Queensland |  | 5699 | 1036205903
Pointe-à-Pitre, , Guadeloupe | Pointe-à-Pitre | Pointe-a-Pitre | 16.2415 | -61.533 | Guadeloupe | GP | GLP |  |  | 145511 | 1312460524
Pointe-Calumet, Quebec, Canada | Pointe-Calumet | Pointe-Calumet | 45.5 | -73.97 | Canada | CA | CAN | Quebec |  | 6396 | 1124629762
Pointe-Claire, Quebec, Canada | Pointe-Claire | Pointe-Claire | 45.45 | -73.8167 | Canada | CA | CAN | Quebec |  | 31380 | 1124470650
Pointe-Noire, Pointe-Noire, Congo (Brazzaville) | Pointe-Noire | Pointe-Noire | -4.7889 | 11.8653 | Congo (Brazzaville) | CG | COG | Pointe-Noire | admin | 829134 | 1178411563
Poissy, Île-de-France, France | Poissy | Poissy | 48.9294 | 2.0456 | France | FR | FRA | Île-de-France |  | 37388 | 1250776265
Poitiers, Nouvelle-Aquitaine, France | Poitiers | Poitiers | 46.58 | 0.34 | France | FR | FRA | Nouvelle-Aquitaine | minor | 88291 | 1250812174
Pokhara, Gandakī, Nepal | Pokhara | Pokhara | 28.2097 | 83.9853 | Nepal | NP | NPL | Gandakī | admin | 353841 | 1524416084
Pokhvistnevo, Samarskaya Oblast’, Russia | Pokhvistnevo | Pokhvistnevo | 53.65 | 52.1333 | Russia | RU | RUS | Samarskaya Oblast’ |  | 28177 | 1643843387
Pokrov, Dnipropetrovs’ka Oblast’, Ukraine | Pokrov | Pokrov | 47.6632 | 34.0811 | Ukraine | UA | UKR | Dnipropetrovs’ka Oblast’ | minor | 39497 | 1804743879
Pokrov, Vladimirskaya Oblast’, Russia | Pokrov | Pokrov | 55.9178 | 39.175 | Russia | RU | RUS | Vladimirskaya Oblast’ |  | 17025 | 1643390317
Pokrovsk, Donets’ka Oblast’, Ukraine | Pokrovsk | Pokrovsk | 48.2833 | 37.1833 | Ukraine | UA | UKR | Donets’ka Oblast’ | minor | 63437 | 1804910861
Pokrovsk, Sakha (Yakutiya), Russia | Pokrovsk | Pokrovsk | 61.4833 | 129.15 | Russia | RU | RUS | Sakha (Yakutiya) |  | 9256 | 1643183370
Poland, Maine, United States | Poland | Poland | 44.0463 | -70.39 | United States | US | USA | Maine |  | 5552 | 1840052967
Połaniec, Świętokrzyskie, Poland | Połaniec | Polaniec | 50.4333 | 21.2833 | Poland | PL | POL | Świętokrzyskie |  | 8419 | 1616934087
Polatlı, Ankara, Turkey | Polatlı | Polatli | 39.5842 | 32.1472 | Turkey | TR | TUR | Ankara | minor | 125075 | 1792124981
Polatsk, Vitsyebskaya Voblasts’, Belarus | Polatsk | Polatsk | 55.4833 | 28.8 | Belarus | BY | BLR | Vitsyebskaya Voblasts’ | minor | 81000 | 1112068992
Polch, Rhineland-Palatinate, Germany | Polch | Polch | 50.3011 | 7.3167 | Germany | DE | DEU | Rhineland-Palatinate |  | 6821 | 1276551717
Poldasht, Āz̄arbāyjān-e Gharbī, Iran | Poldasht | Poldasht | 39.3481 | 45.0711 | Iran | IR | IRN | Āz̄arbāyjān-e Gharbī | minor | 11472 | 1364811524
Polegate, East Sussex, United Kingdom | Polegate | Polegate | 50.8216 | 0.2442 | United Kingdom | GB | GBR | East Sussex |  | 8586 | 1826857740
Polessk, Kaliningradskaya Oblast’, Russia | Polessk | Polessk | 54.8667 | 21.1 | Russia | RU | RUS | Kaliningradskaya Oblast’ | minor | 7011 | 1643617277
Polesworth, Warwickshire, United Kingdom | Polesworth | Polesworth | 52.6152 | -1.6174 | United Kingdom | GB | GBR | Warwickshire |  | 8423 | 1826761381
Polevskoy, Sverdlovskaya Oblast’, Russia | Polevskoy | Polevskoy | 56.45 | 60.1833 | Russia | RU | RUS | Sverdlovskaya Oblast’ |  | 61853 | 1643717197
Polgár, Hajdú-Bihar, Hungary | Polgár | Polgar | 47.8663 | 21.1242 | Hungary | HU | HUN | Hajdú-Bihar |  | 7889 | 1348871159
Polgárdi, Fejér, Hungary | Polgárdi | Polgardi | 47.0538 | 18.3049 | Hungary | HU | HUN | Fejér | minor | 6917 | 1348300041
Police, Zachodniopomorskie, Poland | Police | Police | 53.55 | 14.5708 | Poland | PL | POL | Zachodniopomorskie | minor | 33152 | 1616953743
Polička, Pardubický Kraj, Czechia | Polička | Policka | 49.7147 | 16.2655 | Czechia | CZ | CZE | Pardubický Kraj |  | 8813 | 1203964642
Poljčane, Poljčane, Slovenia | Poljčane | Poljcane | 46.3119 | 15.5792 | Slovenia | SI | SVN | Poljčane | admin |  | 1705286007
Polk Township, Pennsylvania, United States | Polk Township | Polk Township | 40.9291 | -75.5022 | United States | US | USA | Pennsylvania |  | 7666 | 1840144155
Pollock Pines, California, United States | Pollock Pines | Pollock Pines | 38.7564 | -120.5904 | United States | US | USA | California |  | 6905 | 1840018831
Polmont, Falkirk, United Kingdom | Polmont | Polmont | 55.9908 | -3.7064 | United Kingdom | GB | GBR | Falkirk |  | 5321 | 1826903991
Polná, Vysočina, Czechia | Polná | Polna | 49.487 | 15.7188 | Czechia | CZ | CZE | Vysočina |  | 5150 | 1203490581
Polohy, Zaporiz’ka Oblast’, Ukraine | Polohy | Polohy | 47.4796 | 36.2611 | Ukraine | UA | UKR | Zaporiz’ka Oblast’ | minor | 18886 | 1804554214
Polokwane, Limpopo, South Africa | Polokwane | Polokwane | -23.9 | 29.45 | South Africa | ZA | ZAF | Limpopo | admin | 220045 | 1710908010
Poloni, São Paulo, Brazil | Poloni | Poloni | -20.7853 | -49.8236 | Brazil | BR | BRA | São Paulo |  | 5833 | 1076500451
Polson, Montana, United States | Polson | Polson | 47.6886 | -114.1411 | United States | US | USA | Montana |  | 5370 | 1840019802
Poltár, Banskobystrický, Slovakia | Poltár | Poltar | 48.4306 | 19.7975 | Slovakia | SK | SVK | Banskobystrický | minor | 5693 | 1703890935
Poltava, Poltavs’ka Oblast’, Ukraine | Poltava | Poltava | 49.5744 | 34.5686 | Ukraine | UA | UKR | Poltavs’ka Oblast’ | admin | 317847 | 1804547489
Põlva, Põlvamaa, Estonia | Põlva | Polva | 58.0536 | 27.0556 | Estonia | EE | EST | Põlvamaa | admin | 5324 | 1233866730
Polyarnyy, Murmanskaya Oblast’, Russia | Polyarnyy | Polyarnyy | 69.1983 | 33.4561 | Russia | RU | RUS | Murmanskaya Oblast’ |  | 17605 | 1643432811
Polyarnyye Zori, Murmanskaya Oblast’, Russia | Polyarnyye Zori | Polyarnyye Zori | 67.3658 | 32.4981 | Russia | RU | RUS | Murmanskaya Oblast’ |  | 14421 | 1643472022
Polýgyros, Kentrikí Makedonía, Greece | Polýgyros | Polygyros | 40.3783 | 23.4453 | Greece | GR | GRC | Kentrikí Makedonía | minor | 6121 | 1300297120
Polýkastro, Kentrikí Makedonía, Greece | Polýkastro | Polykastro | 40.9954 | 22.5714 | Greece | GR | GRC | Kentrikí Makedonía | minor | 7064 | 1300678089
Polysayevo, Kemerovskaya Oblast’, Russia | Polysayevo | Polysayevo | 54.6 | 86.2833 | Russia | RU | RUS | Kemerovskaya Oblast’ |  | 26212 | 1643007659
Polzela, Polzela, Slovenia | Polzela | Polzela | 46.2833 | 15.0667 | Slovenia | SI | SVN | Polzela | admin |  | 1705144123
Pomáz, Pest, Hungary | Pomáz | Pomaz | 47.6472 | 19.0269 | Hungary | HU | HUN | Pest |  | 17139 | 1348490155
Pombal, Leiria, Portugal | Pombal | Pombal | 39.9162 | -8.6279 | Portugal | PT | PRT | Leiria | minor | 55217 | 1620430100
Pombas, Paul, Cabo Verde | Pombas | Pombas | 17.1503 | -25.0201 | Cabo Verde | CV | CPV | Paul | admin |  | 1132720315
Pomfret, New York, United States | Pomfret | Pomfret | 42.4029 | -79.3534 | United States | US | USA | New York |  | 14257 | 1840087818
Pomichna, Kirovohrads’ka Oblast’, Ukraine | Pomichna | Pomichna | 48.25 | 31.4167 | Ukraine | UA | UKR | Kirovohrads’ka Oblast’ |  | 8994 | 1804146388
Pomona, California, United States | Pomona | Pomona | 34.0585 | -117.7626 | United States | US | USA | California |  | 151691 | 1840020507
Pomona, New Jersey, United States | Pomona | Pomona | 39.4687 | -74.5501 | United States | US | USA | New Jersey |  | 7362 | 1840005596
Pomorie, Burgas, Bulgaria | Pomorie | Pomorie | 42.5586 | 27.6417 | Bulgaria | BG | BGR | Burgas | minor | 14634 | 1100639674
Pompano Beach, Florida, United States | Pompano Beach | Pompano Beach | 26.2428 | -80.1312 | United States | US | USA | Florida |  | 112118 | 1840015143
Pompéia, São Paulo, Brazil | Pompéia | Pompeia | -22.1089 | -50.1719 | Brazil | BR | BRA | São Paulo |  | 21375 | 1076663020
Pompey, New York, United States | Pompey | Pompey | 42.9229 | -75.9803 | United States | US | USA | New York |  | 7294 | 1840058413
Pompton Lakes, New Jersey, United States | Pompton Lakes | Pompton Lakes | 41.0024 | -74.2859 | United States | US | USA | New Jersey |  | 10986 | 1840000833
Ponca City, Oklahoma, United States | Ponca City | Ponca City | 36.7235 | -97.0679 | United States | US | USA | Oklahoma |  | 24274 | 1840020345
Ponce, Puerto Rico, Puerto Rico | Ponce | Ponce | 18.012 | -66.6198 | Puerto Rico | PR | PRI | Puerto Rico |  | 116796 | 1630023669
Ponchatoula, Louisiana, United States | Ponchatoula | Ponchatoula | 30.4402 | -90.4428 | United States | US | USA | Louisiana |  | 7369 | 1840015004
Pondūru, Andhra Pradesh, India | Pondūru | Ponduru | 18.3508 | 83.7567 | India | IN | IND | Andhra Pradesh |  | 12640 | 1356187054
Ponnūru, Andhra Pradesh, India | Ponnūru | Ponnuru | 16.0667 | 80.5667 | India | IN | IND | Andhra Pradesh |  | 59913 | 1356219968
Ponoka, Alberta, Canada | Ponoka | Ponoka | 52.6833 | -113.5667 | Canada | CA | CAN | Alberta |  | 7229 | 1124308190
Ponta Delgada, Azores, Portugal | Ponta Delgada | Ponta Delgada | 37.74 | -25.67 | Portugal | PT | PRT | Azores | admin | 68809 | 1620456537
Ponta do Sol, Ribeira Grande, Cabo Verde | Ponta do Sol | Ponta do Sol | 17.2014 | -25.0917 | Cabo Verde | CV | CPV | Ribeira Grande | admin |  | 1132137257
Ponta do Sol, Madeira, Portugal | Ponta do Sol | Ponta do Sol | 32.6811 | -17.1042 | Portugal | PT | PRT | Madeira |  | 8862 | 1620041092
Ponta Grossa, Paraná, Brazil | Ponta Grossa | Ponta Grossa | -25.09 | -50.16 | Brazil | BR | BRA | Paraná |  | 292177 | 1076716439
Ponta Porã, Mato Grosso do Sul, Brazil | Ponta Porã | Ponta Pora | -22.5361 | -55.7256 | Brazil | BR | BRA | Mato Grosso do Sul |  | 94331 | 1076647935
Pontal, São Paulo, Brazil | Pontal | Pontal | -21.0225 | -48.0372 | Brazil | BR | BRA | São Paulo |  | 45978 | 1076651635
Pontardawe, Neath Port Talbot, United Kingdom | Pontardawe | Pontardawe | 51.722 | -3.851 | United Kingdom | GB | GBR | Neath Port Talbot |  | 6832 | 1826219127
Pontardulais, Swansea, United Kingdom | Pontardulais | Pontardulais | 51.71 | -4.04 | United Kingdom | GB | GBR | Swansea |  | 6281 | 1826755520
Ponte de Lima, Viana do Castelo, Portugal | Ponte de Lima | Ponte de Lima | 41.7667 | -8.5833 | Portugal | PT | PRT | Viana do Castelo | minor | 43498 | 1620557012
Ponte de Sôr, Portalegre, Portugal | Ponte de Sôr | Ponte de Sor | 39.25 | -8.0167 | Portugal | PT | PRT | Portalegre | minor | 16722 | 1620028457
Ponte Nova, Minas Gerais, Brazil | Ponte Nova | Ponte Nova | -20.4164 | -42.9086 | Brazil | BR | BRA | Minas Gerais |  | 48187 | 1076567178
Pontefract, Wakefield, United Kingdom | Pontefract | Pontefract | 53.691 | -1.312 | United Kingdom | GB | GBR | Wakefield |  | 30881 | 1826127611
Ponteland, Northumberland, United Kingdom | Ponteland | Ponteland | 55.048 | -1.747 | United Kingdom | GB | GBR | Northumberland |  | 10921 | 1826040320
Pontes e Lacerda, Mato Grosso, Brazil | Pontes e Lacerda | Pontes e Lacerda | -15.2196 | -59.35 | Brazil | BR | BRA | Mato Grosso |  | 29381 | 1076490162
Pontevedra, Galicia, Spain | Pontevedra | Pontevedra | 42.4336 | -8.6475 | Spain | ES | ESP | Galicia | minor | 83029 | 1724789643
Pontiac, Michigan, United States | Pontiac | Pontiac | 42.6493 | -83.2878 | United States | US | USA | Michigan |  | 59438 | 1840002427
Pontiac, Illinois, United States | Pontiac | Pontiac | 40.8881 | -88.6414 | United States | US | USA | Illinois |  | 11622 | 1840009352
Pontiac, Quebec, Canada | Pontiac | Pontiac | 45.5833 | -76.1333 | Canada | CA | CAN | Quebec |  | 5850 | 1124000248
Pontianak, Kalimantan Barat, Indonesia | Pontianak | Pontianak | -0.0206 | 109.3414 | Indonesia | ID | IDN | Kalimantan Barat | admin | 618388 | 1360992394
Pontoise, Île-de-France, France | Pontoise | Pontoise | 49.0516 | 2.1017 | France | FR | FRA | Île-de-France |  | 30767 | 1250247527
Pontoon Beach, Illinois, United States | Pontoon Beach | Pontoon Beach | 38.7208 | -90.0609 | United States | US | USA | Illinois |  | 5641 | 1840012797
Pontotoc, Mississippi, United States | Pontotoc | Pontotoc | 34.2532 | -89.0091 | United States | US | USA | Mississippi |  | 5272 | 1840014705
Pont-Rouge, Quebec, Canada | Pont-Rouge | Pont-Rouge | 46.75 | -71.7 | Canada | CA | CAN | Quebec |  | 8723 | 1124608325
Pontypridd, Rhondda Cynon Taff, United Kingdom | Pontypridd | Pontypridd | 51.602 | -3.342 | United Kingdom | GB | GBR | Rhondda Cynon Taff |  | 32694 | 1826842541
Pont-y-pŵl, Torfaen, United Kingdom | Pont-y-pŵl | Pont-y-pwl | 51.703 | -3.041 | United Kingdom | GB | GBR | Torfaen |  | 35447 | 1826931206
Poole, Poole, United Kingdom | Poole | Poole | 50.7167 | -1.9833 | United Kingdom | GB | GBR | Poole |  | 151500 | 1826379738
Pooler, Georgia, United States | Pooler | Pooler | 32.1043 | -81.2568 | United States | US | USA | Georgia |  | 25694 | 1840014914
Popayán, Cauca, Colombia | Popayán | Popayan | 2.4411 | -76.6061 | Colombia | CO | COL | Cauca | admin | 300837 | 1170764265
Poperinge, Flanders, Belgium | Poperinge | Poperinge | 50.8547 | 2.7256 | Belgium | BE | BEL | Flanders |  | 19718 | 1056648990
Popeşti-Leordeni, Ilfov, Romania | Popeşti-Leordeni | Popesti-Leordeni | 44.38 | 26.17 | Romania | RO | ROU | Ilfov |  | 21895 | 1642953954
Poplar Bluff, Missouri, United States | Poplar Bluff | Poplar Bluff | 36.7632 | -90.4136 | United States | US | USA | Missouri |  | 20359 | 1840009935
Poplar Grove, Illinois, United States | Poplar Grove | Poplar Grove | 42.3516 | -88.8353 | United States | US | USA | Illinois |  | 5104 | 1840011146
Popondetta, Northern, Papua New Guinea | Popondetta | Popondetta | -8.7656 | 148.2347 | Papua New Guinea | PG | PNG | Northern | admin | 28198 | 1598887925
Popovo, Targovishte, Bulgaria | Popovo | Popovo | 43.3481 | 26.2275 | Bulgaria | BG | BGR | Targovishte |  | 17703 | 1100589134
Poprad, Prešovský, Slovakia | Poprad | Poprad | 49.05 | 20.3 | Slovakia | SK | SVK | Prešovský | minor | 52037 | 1703451549
Poquoson, Virginia, United States | Poquoson | Poquoson | 37.1318 | -76.3569 | United States | US | USA | Virginia |  | 12271 | 1840003863
Porangaba, São Paulo, Brazil | Porangaba | Porangaba | -23.1758 | -48.125 | Brazil | BR | BRA | São Paulo |  | 9299 | 1076548805
Porbandar, Gujarāt, India | Porbandar | Porbandar | 21.6425 | 69.6047 | India | IN | IND | Gujarāt |  | 234684 | 1356634492
Poreč, Istarska Županija, Croatia | Poreč | Porec | 45.2167 | 13.5833 | Croatia | HR | HRV | Istarska Županija | minor | 7585 | 1191152483
Pori, Satakunta, Finland | Pori | Pori | 61.4847 | 21.7972 | Finland | FI | FIN | Satakunta | admin | 85363 | 1246259412
Porirua, Wellington, New Zealand | Porirua | Porirua | -41.1333 | 174.85 | New Zealand | NZ | NZL | Wellington |  | 55500 | 1554561880
Porkeri, , Faroe Islands | Porkeri | Porkeri | 61.4814 | -6.745 | Faroe Islands | FO | FRO |  | admin |  | 1234757268
Porkhov, Pskovskaya Oblast’, Russia | Porkhov | Porkhov | 57.7667 | 29.55 | Russia | RU | RUS | Pskovskaya Oblast’ |  | 8743 | 1643988613
Porlamar, Nueva Esparta, Venezuela | Porlamar | Porlamar | 10.9556 | -63.8478 | Venezuela | VE | VEN | Nueva Esparta | minor | 120924 | 1862693736
Poronaysk, Sakhalinskaya Oblast’, Russia | Poronaysk | Poronaysk | 49.2167 | 143.1 | Russia | RU | RUS | Sakhalinskaya Oblast’ |  | 15311 | 1643094568
Port Alberni, British Columbia, Canada | Port Alberni | Port Alberni | 49.2339 | -124.805 | Canada | CA | CAN | British Columbia |  | 17678 | 1124952808
Port Alfred, Eastern Cape, South Africa | Port Alfred | Port Alfred | -33.6 | 26.8833 | South Africa | ZA | ZAF | Eastern Cape |  | 17959 | 1710920478
Port Angeles, Washington, United States | Port Angeles | Port Angeles | 48.1142 | -123.4565 | United States | US | USA | Washington |  | 24293 | 1840019782
Port Antonio, Portland, Jamaica | Port Antonio | Port Antonio | 18.1667 | -76.45 | Jamaica | JM | JAM | Portland | admin | 14400 | 1388024275
Port Arthur, Texas, United States | Port Arthur | Port Arthur | 29.8554 | -93.9264 | United States | US | USA | Texas |  | 154468 | 1840020919
Port Augusta, South Australia, Australia | Port Augusta | Port Augusta | -32.4925 | 137.7658 | Australia | AU | AUS | South Australia |  | 13799 | 1036945368
Port Blair, Andaman and Nicobar Islands, India | Port Blair | Port Blair | 11.6667 | 92.75 | India | IN | IND | Andaman and Nicobar Islands | admin | 127562 | 1356161713
Port Charlotte, Florida, United States | Port Charlotte | Port Charlotte | 26.9918 | -82.114 | United States | US | USA | Florida |  | 61204 | 1840014200
Port Chester, New York, United States | Port Chester | Port Chester | 41.0052 | -73.668 | United States | US | USA | New York |  | 29163 | 1840004941
Port Clinton, Ohio, United States | Port Clinton | Port Clinton | 41.5096 | -82.9385 | United States | US | USA | Ohio |  | 13614 | 1840009257
Port Colborne, Ontario, Canada | Port Colborne | Port Colborne | 42.8833 | -79.25 | Canada | CA | CAN | Ontario |  | 18306 | 1124274319
Port Coquitlam, British Columbia, Canada | Port Coquitlam | Port Coquitlam | 49.2625 | -122.7811 | Canada | CA | CAN | British Columbia |  | 58612 | 1124473757
Port Denison, Western Australia, Australia | Port Denison | Port Denison | -29.2833 | 114.9167 | Australia | AU | AUS | Western Australia |  | 1410 | 1036873405
Port Douglas, Queensland, Australia | Port Douglas | Port Douglas | -16.4834 | 145.4652 | Australia | AU | AUS | Queensland |  | 3504 | 1036053723
Port Elizabeth, Eastern Cape, South Africa | Port Elizabeth | Port Elizabeth | -33.9581 | 25.6 | South Africa | ZA | ZAF | Eastern Cape |  | 312392 | 1710918997
Port Glasgow, Inverclyde, United Kingdom | Port Glasgow | Port Glasgow | 55.934 | -4.6906 | United Kingdom | GB | GBR | Inverclyde |  | 15414 | 1826330462
Port Harcourt, Rivers, Nigeria | Port Harcourt | Port Harcourt | 4.75 | 7 | Nigeria | NG | NGA | Rivers | admin | 1005904 | 1566070649
Port Hedland, Western Australia, Australia | Port Hedland | Port Hedland | -20.31 | 118.6011 | Australia | AU | AUS | Western Australia |  | 14320 | 1036509606
Port Hope, Ontario, Canada | Port Hope | Port Hope | 43.95 | -78.3 | Canada | CA | CAN | Ontario |  | 16753 | 1124105292
Port Hueneme, California, United States | Port Hueneme | Port Hueneme | 34.1617 | -119.2036 | United States | US | USA | California |  | 21926 | 1840020475
Port Huron, Michigan, United States | Port Huron | Port Huron | 42.9822 | -82.4387 | United States | US | USA | Michigan |  | 82970 | 1840003953
Port Isabel, Texas, United States | Port Isabel | Port Isabel | 26.054 | -97.2505 | United States | US | USA | Texas |  | 18686 | 1840021040
Port Jefferson, New York, United States | Port Jefferson | Port Jefferson | 40.9465 | -73.0579 | United States | US | USA | New York |  | 8145 | 1840005131
Port Jefferson Station, New York, United States | Port Jefferson Station | Port Jefferson Station | 40.926 | -73.0651 | United States | US | USA | New York |  | 7808 | 1840005066
Port Jervis, New York, United States | Port Jervis | Port Jervis | 41.3783 | -74.6909 | United States | US | USA | New York |  | 16273 | 1840000587
Port Laoise, Laois, Ireland | Port Laoise | Port Laoise | 53.0309 | -7.3008 | Ireland | IE | IRL | Laois | admin |  | 1372726111
Port Lavaca, Texas, United States | Port Lavaca | Port Lavaca | 28.6181 | -96.6278 | United States | US | USA | Texas |  | 11436 | 1840020996
Port Lincoln, South Australia, Australia | Port Lincoln | Port Lincoln | -34.7322 | 135.8586 | Australia | AU | AUS | South Australia |  | 16326 | 1036558150
Port Loko, Northern, Sierra Leone | Port Loko | Port Loko | 8.7667 | -12.7833 | Sierra Leone | SL | SLE | Northern | admin |  | 1694778676
Port Louis, Port Louis, Mauritius | Port Louis | Port Louis | -20.1667 | 57.5 | Mauritius | MU | MUS | Port Louis | primary | 149194 | 1480131261
Port Macquarie, New South Wales, Australia | Port Macquarie | Port Macquarie | -31.4333 | 152.9 | Australia | AU | AUS | New South Wales |  | 47973 | 1036051032
Port Maria, Saint Mary, Jamaica | Port Maria | Port Maria | 18.3703 | -76.8903 | Jamaica | JM | JAM | Saint Mary | admin | 7906 | 1388155945
Port Mathurin, Rodrigues, Mauritius | Port Mathurin | Port Mathurin | -19.6833 | 63.4211 | Mauritius | MU | MUS | Rodrigues |  | 5929 | 1480878391
Port Moody, British Columbia, Canada | Port Moody | Port Moody | 49.2831 | -122.8317 | Canada | CA | CAN | British Columbia |  | 33551 | 1124252668
Port Morant, Saint Thomas, Jamaica | Port Morant | Port Morant | 17.891 | -76.329 | Jamaica | JM | JAM | Saint Thomas |  | 11536 | 1388362870
Port Moresby, National Capital, Papua New Guinea | Port Moresby | Port Moresby | -9.4789 | 147.1494 | Papua New Guinea | PG | PNG | National Capital | primary | 364125 | 1598685395
Port Neches, Texas, United States | Port Neches | Port Neches | 29.9765 | -93.946 | United States | US | USA | Texas |  | 12655 | 1840020920
Port of Spain, Port of Spain, Trinidad And Tobago | Port of Spain | Port of Spain | 10.6667 | -61.5167 | Trinidad And Tobago | TT | TTO | Port of Spain | primary | 37074 | 1780670676
Port Orange, Florida, United States | Port Orange | Port Orange | 29.1084 | -81.0137 | United States | US | USA | Florida |  | 64842 | 1840015077
Port Orchard, Washington, United States | Port Orchard | Port Orchard | 47.5163 | -122.661 | United States | US | USA | Washington |  | 14597 | 1840019821
Port Pirie, South Australia, Australia | Port Pirie | Port Pirie | -33.1858 | 138.0169 | Australia | AU | AUS | South Australia |  | 14188 | 1036571606
Port Royal, South Carolina, United States | Port Royal | Port Royal | 32.3557 | -80.7029 | United States | US | USA | South Carolina |  | 13235 | 1840016975
Port Said, Būr Sa‘īd, Egypt | Port Said | Port Said | 31.25 | 32.2833 | Egypt | EG | EGY | Būr Sa‘īd | admin | 524433 | 1818628574
Port Saint John’s, Eastern Cape, South Africa | Port Saint John’s | Port Saint John's | -31.6288 | 29.5369 | South Africa | ZA | ZAF | Eastern Cape |  | 5939 | 1710506018
Port Salerno, Florida, United States | Port Salerno | Port Salerno | 27.1461 | -80.1895 | United States | US | USA | Florida |  | 11317 | 1840014193
Port Shepstone, KwaZulu-Natal, South Africa | Port Shepstone | Port Shepstone | -30.7411 | 30.4547 | South Africa | ZA | ZAF | KwaZulu-Natal |  | 52793 | 1710443227
Port St. John, Florida, United States | Port St. John | Port St. John | 28.4771 | -80.7874 | United States | US | USA | Florida |  | 11729 | 1840014079
Port St. Lucie, Florida, United States | Port St. Lucie | Port St. Lucie | 27.2796 | -80.3883 | United States | US | USA | Florida |  | 461152 | 1840015119
Port Sudan, Red Sea, Sudan | Port Sudan | Port Sudan | 19.6158 | 37.2164 | Sudan | SD | SDN | Red Sea | admin | 489275 | 1729710259
Port Talbot, Neath Port Talbot, United Kingdom | Port Talbot | Port Talbot | 51.5906 | -3.7986 | United Kingdom | GB | GBR | Neath Port Talbot |  | 37276 | 1826981147
Port Townsend, Washington, United States | Port Townsend | Port Townsend | 48.122 | -122.7872 | United States | US | USA | Washington |  | 9062 | 1840019797
Port Washington, New York, United States | Port Washington | Port Washington | 40.8268 | -73.6764 | United States | US | USA | New York |  | 15600 | 1840005252
Port Washington, Wisconsin, United States | Port Washington | Port Washington | 43.3847 | -87.8852 | United States | US | USA | Wisconsin |  | 11911 | 1840002826
Port Wentworth, Georgia, United States | Port Wentworth | Port Wentworth | 32.1942 | -81.1984 | United States | US | USA | Georgia |  | 9641 | 1840014915
Porta Westfalica, North Rhine-Westphalia, Germany | Porta Westfalica | Porta Westfalica | 52.2167 | 8.9333 | Germany | DE | DEU | North Rhine-Westphalia |  | 35671 | 1276426167
Portachuelo, Santa Cruz, Bolivia | Portachuelo | Portachuelo | -17.3547 | -63.3947 | Bolivia | BO | BOL | Santa Cruz |  | 16408 | 1068477207
Portage, Michigan, United States | Portage | Portage | 42.2 | -85.5906 | United States | US | USA | Michigan |  | 49445 | 1840003183
Portage, Indiana, United States | Portage | Portage | 41.5866 | -87.1792 | United States | US | USA | Indiana |  | 36988 | 1840009264
Portage, Wisconsin, United States | Portage | Portage | 43.5489 | -89.4658 | United States | US | USA | Wisconsin |  | 10465 | 1840002712
Portage, Pennsylvania, United States | Portage | Portage | 40.3868 | -78.6746 | United States | US | USA | Pennsylvania |  | 6546 | 1840001122
Portage La Prairie, Manitoba, Canada | Portage La Prairie | Portage La Prairie | 49.9728 | -98.2919 | Canada | CA | CAN | Manitoba |  | 13304 | 1124282782
Portage Lakes, Ohio, United States | Portage Lakes | Portage Lakes | 41.0034 | -81.5347 | United States | US | USA | Ohio |  | 7139 | 1840004956
Portalegre, Portalegre, Portugal | Portalegre | Portalegre | 39.3167 | -7.4167 | Portugal | PT | PRT | Portalegre | admin | 24930 | 1620475518
Portales, New Mexico, United States | Portales | Portales | 34.1753 | -103.3565 | United States | US | USA | New Mexico |  | 11921 | 1840020529
Port-au-Prince, Ouest, Haiti | Port-au-Prince | Port-au-Prince | 18.5425 | -72.3386 | Haiti | HT | HTI | Ouest | primary | 987310 | 1332401940
Port-Cartier, Quebec, Canada | Port-Cartier | Port-Cartier | 50.0333 | -66.8667 | Canada | CA | CAN | Quebec |  | 6651 | 1124795368
Portchester, Hampshire, United Kingdom | Portchester | Portchester | 50.842 | -1.12 | United Kingdom | GB | GBR | Hampshire |  | 17789 | 1826303470
Port-de-Paix, Nord-Ouest, Haiti | Port-de-Paix | Port-de-Paix | 19.9318 | -72.8295 | Haiti | HT | HTI | Nord-Ouest | admin | 34657 | 1332536650
Portel, Pará, Brazil | Portel | Portel | -1.95 | -50.82 | Brazil | BR | BRA | Pará |  | 21315 | 1076977846
Portel, Évora, Portugal | Portel | Portel | 38.3 | -7.7 | Portugal | PT | PRT | Évora | minor | 6428 | 1620000002
Porter, New York, United States | Porter | Porter | 43.2517 | -78.972 | United States | US | USA | New York |  | 6599 | 1840058414
Porters Neck, North Carolina, United States | Porters Neck | Porters Neck | 34.2942 | -77.7695 | United States | US | USA | North Carolina |  | 7802 | 1840040293
Porterville, California, United States | Porterville | Porterville | 36.0644 | -119.0338 | United States | US | USA | California |  | 77318 | 1840020368
Porterville, Western Cape, South Africa | Porterville | Porterville | -33 | 18.9833 | South Africa | ZA | ZAF | Western Cape |  | 7057 | 1710211314
Port-Gentil, Ogooué-Maritime, Gabon | Port-Gentil | Port-Gentil | -0.7167 | 8.7833 | Gabon | GA | GAB | Ogooué-Maritime | admin | 116836 | 1266383028
Porth, Rhondda Cynon Taff, United Kingdom | Porth | Porth | 51.6138 | -3.4095 | United Kingdom | GB | GBR | Rhondda Cynon Taff |  | 5970 | 1826101777
Porthcawl, Bridgend, United Kingdom | Porthcawl | Porthcawl | 51.48 | -3.69 | United Kingdom | GB | GBR | Bridgend |  | 16005 | 1826674732
Portimão, Faro, Portugal | Portimão | Portimao | 37.1333 | -8.5333 | Portugal | PT | PRT | Faro | minor | 55614 | 1620859274
Portishead, North Somerset, United Kingdom | Portishead | Portishead | 51.484 | -2.7626 | United Kingdom | GB | GBR | North Somerset |  | 25000 | 1826099661
Portland, Oregon, United States | Portland | Portland | 45.5372 | -122.65 | United States | US | USA | Oregon |  | 2074775 | 1840019941
Portland, Maine, United States | Portland | Portland | 43.6773 | -70.2715 | United States | US | USA | Maine |  | 203969 | 1840000327
Portland, Texas, United States | Portland | Portland | 27.8911 | -97.3284 | United States | US | USA | Texas |  | 17268 | 1840021006
Portland, Tennessee, United States | Portland | Portland | 36.5883 | -86.5194 | United States | US | USA | Tennessee |  | 12335 | 1840014418
Portland, Victoria, Australia | Portland | Portland | -38.3333 | 141.6 | Australia | AU | AUS | Victoria |  | 10900 | 1036439594
Portland, Connecticut, United States | Portland | Portland | 41.5988 | -72.589 | United States | US | USA | Connecticut |  | 9362 | 1840004915
Portland, Indiana, United States | Portland | Portland | 40.4375 | -84.9833 | United States | US | USA | Indiana |  | 5793 | 1840014175
Portland, Michigan, United States | Portland | Portland | 42.8696 | -84.899 | United States | US | USA | Michigan |  | 5104 | 1840003073
Portlethen, Aberdeenshire, United Kingdom | Portlethen | Portlethen | 57.061 | -2.13 | United Kingdom | GB | GBR | Aberdeenshire |  | 9090 | 1826375407
Portmore, Saint Catherine, Jamaica | Portmore | Portmore | 17.9667 | -76.8667 | Jamaica | JM | JAM | Saint Catherine |  | 170000 | 1388926551
Porto, Porto, Portugal | Porto | Porto | 41.1495 | -8.6108 | Portugal | PT | PRT | Porto | admin | 237591 | 1620356810
Porto Alegre, Rio Grande do Sul, Brazil | Porto Alegre | Porto Alegre | -30.0328 | -51.23 | Brazil | BR | BRA | Rio Grande do Sul | admin | 1484941 | 1076658221
Porto Amboim, Kwanza Sul, Angola | Porto Amboim | Porto Amboim | -10.7183 | 13.75 | Angola | AO | AGO | Kwanza Sul |  | 137000 | 1024818756
Porto Cristo, Balearic Islands, Spain | Porto Cristo | Porto Cristo | 39.5444 | 3.3375 | Spain | ES | ESP | Balearic Islands |  | 7355 | 1724344814
Porto de Mós, Leiria, Portugal | Porto de Mós | Porto de Mos | 39.6 | -8.8167 | Portugal | PT | PRT | Leiria | minor | 24342 | 1620575221
Porto Feliz, São Paulo, Brazil | Porto Feliz | Porto Feliz | -23.215 | -47.5239 | Brazil | BR | BRA | São Paulo |  | 51928 | 1076231459
Pôrto Ferreira, São Paulo, Brazil | Pôrto Ferreira | Porto Ferreira | -21.8539 | -47.4789 | Brazil | BR | BRA | São Paulo |  | 54761 | 1076743280
Porto Inglês, Maio, Cabo Verde | Porto Inglês | Porto Ingles | 15.1375 | -23.2083 | Cabo Verde | CV | CPV | Maio | admin | 3056 | 1132346974
Porto Nacional, Tocantins, Brazil | Porto Nacional | Porto Nacional | -10.7 | -48.4199 | Brazil | BR | BRA | Tocantins |  | 9129 | 1076043090
Porto Novo, Porto Novo, Cabo Verde | Porto Novo | Porto Novo | 17.0208 | -25.0667 | Cabo Verde | CV | CPV | Porto Novo | admin |  | 1132233840
Pórto Ráfti, Attikí, Greece | Pórto Ráfti | Porto Rafti | 37.8844 | 24.0125 | Greece | GR | GRC | Attikí |  | 9686 | 1300931279
Pôrto Seguro, Bahia, Brazil | Pôrto Seguro | Porto Seguro | -16.4296 | -39.08 | Brazil | BR | BRA | Bahia |  | 123173 | 1076932180
Pôrto União, Santa Catarina, Brazil | Pôrto União | Porto Uniao | -26.2396 | -51.08 | Brazil | BR | BRA | Santa Catarina |  | 71578 | 1076057988
Porto Velho, Rondônia, Brazil | Porto Velho | Porto Velho | -8.7619 | -63.9039 | Brazil | BR | BRA | Rondônia | admin | 306180 | 1076045591
Porto-Novo, Ouémé, Benin | Porto-Novo | Porto-Novo | 6.4833 | 2.6167 | Benin | BJ | BEN | Ouémé | primary | 300000 | 1204172060
Portoviejo, Manabí, Ecuador | Portoviejo | Portoviejo | -1.0544 | -80.4544 | Ecuador | EC | ECU | Manabí | admin | 206682 | 1218169586
Portsmouth, Portsmouth, United Kingdom | Portsmouth | Portsmouth | 50.8058 | -1.0872 | United Kingdom | GB | GBR | Portsmouth |  | 855679 | 1826964096
Portsmouth, Virginia, United States | Portsmouth | Portsmouth | 36.8468 | -76.354 | United States | US | USA | Virginia |  | 94398 | 1840003872
Portsmouth, New Hampshire, United States | Portsmouth | Portsmouth | 43.058 | -70.7826 | United States | US | USA | New Hampshire |  | 93069 | 1840002932
Portsmouth, Ohio, United States | Portsmouth | Portsmouth | 38.7539 | -82.9446 | United States | US | USA | Ohio |  | 36111 | 1840001646
Portsmouth, Rhode Island, United States | Portsmouth | Portsmouth | 41.5922 | -71.2745 | United States | US | USA | Rhode Island |  | 17418 | 1840066124
Portugal Cove-St. Philip's, Newfoundland and Labrador, Canada | Portugal Cove-St. Philip's | Portugal Cove-St. Philip's | 47.6272 | -52.8506 | Canada | CA | CAN | Newfoundland and Labrador |  | 8147 | 1124001559
Portugalete, Basque Country, Spain | Portugalete | Portugalete | 43.3194 | -3.0196 | Spain | ES | ESP | Basque Country |  | 45766 | 1724017694
Port-Vila, Shefa, Vanuatu | Port-Vila | Port-Vila | -17.75 | 168.3 | Vanuatu | VU | VUT | Shefa | primary | 51437 | 1548805075
Porvenir, Magallanes y de la Antártica Chilena, Chile | Porvenir | Porvenir | -53.2956 | -70.3687 | Chile | CL | CHL | Magallanes y de la Antártica Chilena | minor | 5992 | 1152790211
Porvoo, Uusimaa, Finland | Porvoo | Porvoo | 60.3931 | 25.6639 | Finland | FI | FIN | Uusimaa | minor | 49928 | 1246277728
Posadas, Misiones, Argentina | Posadas | Posadas | -27.3667 | -55.8969 | Argentina | AR | ARG | Misiones | admin | 275988 | 1032970696
Posen, Illinois, United States | Posen | Posen | 41.6291 | -87.6858 | United States | US | USA | Illinois |  | 5865 | 1840011282
Poshekhonye, Yaroslavskaya Oblast’, Russia | Poshekhonye | Poshekhonye | 58.5 | 39.1167 | Russia | RU | RUS | Yaroslavskaya Oblast’ |  | 5821 | 1643498463
Poso, Sulawesi Tengah, Indonesia | Poso | Poso | -1.3896 | 120.76 | Indonesia | ID | IDN | Sulawesi Tengah | minor | 47110 | 1360727615
Pößneck, Thuringia, Germany | Pößneck | Possneck | 50.7 | 11.6 | Germany | DE | DEU | Thuringia |  | 11924 | 1276601734
Post Falls, Idaho, United States | Post Falls | Post Falls | 47.7213 | -116.9385 | United States | US | USA | Idaho |  | 36250 | 1840019811
Postojna, Postojna, Slovenia | Postojna | Postojna | 45.7743 | 14.2153 | Slovenia | SI | SVN | Postojna | admin |  | 1705090259
Potchefstroom, North West, South Africa | Potchefstroom | Potchefstroom | -26.715 | 27.1033 | South Africa | ZA | ZAF | North West |  | 148804 | 1710838885
Potcoava, Olt, Romania | Potcoava | Potcoava | 44.491 | 24.6083 | Romania | RO | ROU | Olt |  | 5743 | 1642744206
Poteau, Oklahoma, United States | Poteau | Poteau | 35.043 | -94.6357 | United States | US | USA | Oklahoma |  | 8104 | 1840020445
Potenza, Basilicata, Italy | Potenza | Potenza | 40.6333 | 15.8 | Italy | IT | ITA | Basilicata | admin | 67211 | 1380649430
Poti, Samegrelo-Zemo Svaneti, Georgia | Poti | Poti | 42.15 | 41.6667 | Georgia | GE | GEO | Samegrelo-Zemo Svaneti | minor | 47149 | 1268764439
Potirendaba, São Paulo, Brazil | Potirendaba | Potirendaba | -21.0428 | -49.3769 | Brazil | BR | BRA | São Paulo |  | 16709 | 1076838060
Potiskum, Yobe, Nigeria | Potiskum | Potiskum | 11.7104 | 11.08 | Nigeria | NG | NGA | Yobe | minor | 86002 | 1566461523
Potomac, Maryland, United States | Potomac | Potomac | 39.0141 | -77.1943 | United States | US | USA | Maryland |  | 45824 | 1840005837
Potomac Mills, Virginia, United States | Potomac Mills | Potomac Mills | 38.6547 | -77.3012 | United States | US | USA | Virginia |  | 6468 | 1840026711
Potosí, Potosí, Bolivia | Potosí | Potosi | -19.5833 | -65.75 | Bolivia | BO | BOL | Potosí | admin | 189652 | 1068933987
Potsdam, Brandenburg, Germany | Potsdam | Potsdam | 52.4 | 13.0667 | Germany | DE | DEU | Brandenburg | admin | 178089 | 1276395100
Potsdam, New York, United States | Potsdam | Potsdam | 44.6774 | -75.0396 | United States | US | USA | New York |  | 15694 | 1840004061
Pottenstein, Bavaria, Germany | Pottenstein | Pottenstein | 49.7722 | 11.4114 | Germany | DE | DEU | Bavaria |  | 5226 | 1276683481
Potters Bar, Hertfordshire, United Kingdom | Potters Bar | Potters Bar | 51.698 | -0.183 | United Kingdom | GB | GBR | Hertfordshire |  | 21639 | 1826408007
Pottstown, Pennsylvania, United States | Pottstown | Pottstown | 40.2507 | -75.6444 | United States | US | USA | Pennsylvania |  | 108758 | 1840001373
Pottsville, Pennsylvania, United States | Pottsville | Pottsville | 40.6798 | -76.2092 | United States | US | USA | Pennsylvania |  | 40685 | 1840002775
Pottsville, New South Wales, Australia | Pottsville | Pottsville | -28.3869 | 153.5608 | Australia | AU | AUS | New South Wales |  | 6704 | 1036001080
Poughkeepsie, New York, United States | Poughkeepsie | Poughkeepsie | 41.6949 | -73.921 | United States | US | USA | New York |  | 394760 | 1840000500
Poulsbo, Washington, United States | Poulsbo | Poulsbo | 47.7417 | -122.6407 | United States | US | USA | Washington |  | 11168 | 1840019822
Poulton le Fylde, Lancashire, United Kingdom | Poulton le Fylde | Poulton le Fylde | 53.847 | -2.995 | United Kingdom | GB | GBR | Lancashire |  | 18495 | 1826051466
Pound Ridge, New York, United States | Pound Ridge | Pound Ridge | 41.2115 | -73.5747 | United States | US | USA | New York |  | 5185 | 1840058421
Pouso Alegre, Minas Gerais, Brazil | Pouso Alegre | Pouso Alegre | -22.22 | -45.94 | Brazil | BR | BRA | Minas Gerais |  | 115201 | 1076082333
Považská Bystrica, Nitriansky, Slovakia | Považská Bystrica | Povazska Bystrica | 49.1167 | 18.45 | Slovakia | SK | SVK | Nitriansky | minor | 39837 | 1703729563
Póvoa de Lanhoso, Braga, Portugal | Póvoa de Lanhoso | Povoa de Lanhoso | 41.5667 | -8.2667 | Portugal | PT | PRT | Braga | minor | 21886 | 1620452875
Póvoa de Varzim, Porto, Portugal | Póvoa de Varzim | Povoa de Varzim | 41.3916 | -8.7571 | Portugal | PT | PRT | Porto | minor | 63408 | 1620617429
Povoação, Azores, Portugal | Povoação | Povoacao | 37.746 | -25.245 | Portugal | PT | PRT | Azores |  | 6327 | 1620274111
Povorino, Voronezhskaya Oblast’, Russia | Povorino | Povorino | 51.2 | 42.25 | Russia | RU | RUS | Voronezhskaya Oblast’ |  | 17025 | 1643533014
Poway, California, United States | Poway | Poway | 32.9871 | -117.0201 | United States | US | USA | California |  | 49323 | 1840020624
Powder Springs, Georgia, United States | Powder Springs | Powder Springs | 33.8659 | -84.6838 | United States | US | USA | Georgia |  | 15758 | 1840014755
Powdersville, South Carolina, United States | Powdersville | Powdersville | 34.7825 | -82.4958 | United States | US | USA | South Carolina |  | 8991 | 1840013581
Powell, Ohio, United States | Powell | Powell | 40.1684 | -83.0826 | United States | US | USA | Ohio |  | 13375 | 1840009430
Powell, Wyoming, United States | Powell | Powell | 44.7958 | -108.7681 | United States | US | USA | Wyoming |  | 6253 | 1840019976
Powell River, British Columbia, Canada | Powell River | Powell River | 49.8353 | -124.5247 | Canada | CA | CAN | British Columbia |  | 13157 | 1124154376
Poynton, Cheshire East, United Kingdom | Poynton | Poynton | 53.3492 | -2.1222 | United Kingdom | GB | GBR | Cheshire East |  | 14260 | 1826399707
Poysdorf, Niederösterreich, Austria | Poysdorf | Poysdorf | 48.6667 | 16.6333 | Austria | AT | AUT | Niederösterreich |  | 5527 | 1040117659
Poza Rica de Hidalgo, Veracruz, Mexico | Poza Rica de Hidalgo | Poza Rica de Hidalgo | 20.5333 | -97.45 | Mexico | MX | MEX | Veracruz | minor | 200119 | 1484808798
Požarevac, Požarevac, Serbia | Požarevac | Pozarevac | 44.62 | 21.1897 | Serbia | RS | SRB | Požarevac | admin |  | 1688653137
Požega, Požega, Serbia | Požega | Pozega | 43.85 | 20.05 | Serbia | RS | SRB | Požega | admin |  | 1688211541
Požega, Požeško-Slavonska Županija, Croatia | Požega | Pozega | 45.3314 | 17.6744 | Croatia | HR | HRV | Požeško-Slavonska Županija | admin |  | 1191353181
Pozharan, Viti, Kosovo | Pozharan | Pozharan | 42.3648 | 21.3372 | Kosovo | XK | XKS | Viti |  | 11749 | 1901243584
Pozi, Chiayi, Taiwan | Pozi | Pozi | 23.4611 | 120.242 | Taiwan | TW | TWN | Chiayi |  | 50000 | 1158227287
Poznań, Wielkopolskie, Poland | Poznań | Poznan | 52.4 | 16.9167 | Poland | PL | POL | Wielkopolskie | admin | 538633 | 1616725607
Pozo Almonte, Tarapacá, Chile | Pozo Almonte | Pozo Almonte | -20.2597 | -69.7862 | Chile | CL | CHL | Tarapacá | minor | 9277 | 1152924094
Pozo Colorado, Presidente Hayes, Paraguay | Pozo Colorado | Pozo Colorado | -23.43 | -58.86 | Paraguay | PY | PRY | Presidente Hayes |  | 2135 | 1600340660
Pozzallo, Sicilia, Italy | Pozzallo | Pozzallo | 36.7303 | 14.8467 | Italy | IT | ITA | Sicilia |  | 19466 | 1380784313
Prabumulih, Sumatera Selatan, Indonesia | Prabumulih | Prabumulih | -3.4328 | 104.2356 | Indonesia | ID | IDN | Sumatera Selatan | minor | 188082 | 1360148993
Prabuty, Pomorskie, Poland | Prabuty | Prabuty | 53.7558 | 19.1975 | Poland | PL | POL | Pomorskie |  | 8215 | 1616481359
Prachatice, Jihočeský Kraj, Czechia | Prachatice | Prachatice | 49.013 | 13.9975 | Czechia | CZ | CZE | Jihočeský Kraj |  | 10840 | 1203326615
Prachin Buri, Prachin Buri, Thailand | Prachin Buri | Prachin Buri | 14.0567 | 101.3739 | Thailand | TH | THA | Prachin Buri | admin | 17768 | 1764262472
Prachuap Khiri Khan, Prachuap Khiri Khan, Thailand | Prachuap Khiri Khan | Prachuap Khiri Khan | 11.8067 | 99.7956 | Thailand | TH | THA | Prachuap Khiri Khan | admin | 54018 | 1764877766
Pradópolis, São Paulo, Brazil | Pradópolis | Pradopolis | -21.3594 | -48.0656 | Brazil | BR | BRA | São Paulo |  | 19814 | 1076557864
Prague, Praha, Hlavní Město, Czechia | Prague | Prague | 50.0833 | 14.4167 | Czechia | CZ | CZE | Praha, Hlavní Město | primary | 1324277 | 1203744823
Praia, Praia, Cabo Verde | Praia | Praia | 14.9177 | -23.5092 | Cabo Verde | CV | CPV | Praia | primary | 127832 | 1132398770
Praia da Vitória, Azores, Portugal | Praia da Vitória | Praia da Vitoria | 38.7333 | -27.0667 | Portugal | PT | PRT | Azores |  | 21035 | 1620566017
Praia Grande, São Paulo, Brazil | Praia Grande | Praia Grande | -24.0058 | -46.4028 | Brazil | BR | BRA | São Paulo |  | 299261 | 1076548222
Prairie du Chien, Wisconsin, United States | Prairie du Chien | Prairie du Chien | 43.0429 | -91.1373 | United States | US | USA | Wisconsin |  | 6477 | 1840002890
Prairie du Sac, Wisconsin, United States | Prairie du Sac | Prairie du Sac | 43.292 | -89.7353 | United States | US | USA | Wisconsin |  | 8627 | 1840002726
Prairie Ridge, Washington, United States | Prairie Ridge | Prairie Ridge | 47.1443 | -122.1408 | United States | US | USA | Washington |  | 12550 | 1840037882
Prairie View, Texas, United States | Prairie View | Prairie View | 30.085 | -95.9897 | United States | US | USA | Texas |  | 6944 | 1840021698
Prairie Village, Kansas, United States | Prairie Village | Prairie Village | 38.9874 | -94.6361 | United States | US | USA | Kansas |  | 22295 | 1840001644
Prairieville, Louisiana, United States | Prairieville | Prairieville | 30.3151 | -90.9571 | United States | US | USA | Louisiana |  | 31721 | 1840026029
Pratânia, São Paulo, Brazil | Pratânia | Pratania | -22.8083 | -48.6661 | Brazil | BR | BRA | São Paulo |  | 5021 | 1076303219
Prato, Tuscany, Italy | Prato | Prato | 43.8808 | 11.0966 | Italy | IT | ITA | Tuscany | minor | 191749 | 1380751753
Pratt, Kansas, United States | Pratt | Pratt | 37.6764 | -98.7451 | United States | US | USA | Kansas |  | 6220 | 1840001687
Pratteln, Basel-Landschaft, Switzerland | Pratteln | Pratteln | 47.5185 | 7.6928 | Switzerland | CH | CHE | Basel-Landschaft |  | 16621 | 1756235773
Prattville, Alabama, United States | Prattville | Prattville | 32.4605 | -86.4588 | United States | US | USA | Alabama |  | 35957 | 1840004086
Praya, Nusa Tenggara Barat, Indonesia | Praya | Praya | -8.7223 | 116.2923 | Indonesia | ID | IDN | Nusa Tenggara Barat | minor | 35183 | 1360664646
Prebold, Prebold, Slovenia | Prebold | Prebold | 46.2369 | 15.0925 | Slovenia | SI | SVN | Prebold | admin |  | 1705746627
Preddvor, Preddvor, Slovenia | Preddvor | Preddvor | 46.3025 | 14.4231 | Slovenia | SI | SVN | Preddvor | admin |  | 1705403351
Preesall, Lancashire, United Kingdom | Preesall | Preesall | 53.917 | -2.967 | United Kingdom | GB | GBR | Lancashire |  | 5694 | 1826573807
Preetz, Schleswig-Holstein, Germany | Preetz | Preetz | 54.2367 | 10.2822 | Germany | DE | DEU | Schleswig-Holstein |  | 15958 | 1276274661
Pregarten, Oberösterreich, Austria | Pregarten | Pregarten | 48.3556 | 14.5306 | Austria | AT | AUT | Oberösterreich |  | 5293 | 1040457074
Preiļi, Preiļu Novads, Latvia | Preiļi | Preili | 56.2942 | 26.7247 | Latvia | LV | LVA | Preiļu Novads | admin | 6522 | 1428460035
Přelouč, Pardubický Kraj, Czechia | Přelouč | Prelouc | 50.0399 | 15.5604 | Czechia | CZ | CZE | Pardubický Kraj |  | 9880 | 1203203039
Premnitz, Brandenburg, Germany | Premnitz | Premnitz | 52.5331 | 12.3331 | Germany | DE | DEU | Brandenburg |  | 8453 | 1276708634
Prenzlau, Brandenburg, Germany | Prenzlau | Prenzlau | 53.3167 | 13.8667 | Germany | DE | DEU | Brandenburg | minor | 19024 | 1276456147
Přerov, Olomoucký Kraj, Czechia | Přerov | Prerov | 49.4556 | 17.4511 | Czechia | CZ | CZE | Olomoucký Kraj |  | 42871 | 1203137734
Prescot, Knowsley, United Kingdom | Prescot | Prescot | 53.422 | -2.814 | United Kingdom | GB | GBR | Knowsley |  | 11184 | 1826329091
Prescott, Arizona, United States | Prescott | Prescott | 34.585 | -112.4475 | United States | US | USA | Arizona |  | 44299 | 1840020436
Prescott Valley, Arizona, United States | Prescott Valley | Prescott Valley | 34.5983 | -112.3176 | United States | US | USA | Arizona |  | 101539 | 1840021772
Preševo, Preševo, Serbia | Preševo | Presevo | 42.3067 | 21.65 | Serbia | RS | SRB | Preševo | admin |  | 1688970219
Presidencia Roque Sáenz Peña, Chaco, Argentina | Presidencia Roque Sáenz Peña | Presidencia Roque Saenz Pena | -26.7833 | -60.45 | Argentina | AR | ARG | Chaco | minor | 81879 | 1032464495
Presidente Bernardes, São Paulo, Brazil | Presidente Bernardes | Presidente Bernardes | -22.0061 | -51.5531 | Brazil | BR | BRA | São Paulo |  | 13568 | 1076773912
Presidente Dutra, Alagoas, Brazil | Presidente Dutra | Presidente Dutra | -5.29 | -44.49 | Brazil | BR | BRA | Alagoas |  | 30330 | 1076660845
Presidente Epitácio, São Paulo, Brazil | Presidente Epitácio | Presidente Epitacio | -21.7633 | -52.1156 | Brazil | BR | BRA | São Paulo |  | 43535 | 1076557618
Presidente Prudente, São Paulo, Brazil | Presidente Prudente | Presidente Prudente | -22.1258 | -51.3889 | Brazil | BR | BRA | São Paulo |  | 222192 | 1076239965
Presidente Venceslau, São Paulo, Brazil | Presidente Venceslau | Presidente Venceslau | -21.8761 | -51.8439 | Brazil | BR | BRA | São Paulo |  | 39407 | 1076627824
Prešov, Prešovský, Slovakia | Prešov | Presov | 49 | 21.2333 | Slovakia | SK | SVK | Prešovský | admin | 88680 | 1703231427
Presque Isle, Maine, United States | Presque Isle | Presque Isle | 46.6868 | -67.9874 | United States | US | USA | Maine |  | 5651 | 1840000146
Pressbaum, Niederösterreich, Austria | Pressbaum | Pressbaum | 48.1833 | 16.0825 | Austria | AT | AUT | Niederösterreich |  | 7559 | 1040060387
Prestatyn, Denbighshire, United Kingdom | Prestatyn | Prestatyn | 53.331 | -3.405 | United Kingdom | GB | GBR | Denbighshire |  | 18849 | 1826727642
Přeštice, Plzeňský Kraj, Czechia | Přeštice | Prestice | 49.5731 | 13.3335 | Czechia | CZ | CZE | Plzeňský Kraj |  | 7131 | 1203411660
Preston, Lancashire, United Kingdom | Preston | Preston | 53.759 | -2.699 | United Kingdom | GB | GBR | Lancashire |  | 122719 | 1826018478
Prestonpans, East Lothian, United Kingdom | Prestonpans | Prestonpans | 55.9597 | -2.961 | United Kingdom | GB | GBR | East Lothian |  | 10360 | 1826462891
Prestonsburg, Kentucky, United States | Prestonsburg | Prestonsburg | 37.6816 | -82.7662 | United States | US | USA | Kentucky |  | 6473 | 1840014346
Prestwich, Bury, United Kingdom | Prestwich | Prestwich | 53.5333 | -2.2833 | United Kingdom | GB | GBR | Bury |  | 31693 | 1826921530
Prestwick, South Ayrshire, United Kingdom | Prestwick | Prestwick | 55.4956 | -4.6142 | United Kingdom | GB | GBR | South Ayrshire |  | 14750 | 1826710421
Pretoria, Gauteng, South Africa | Pretoria | Pretoria | -25.7464 | 28.1881 | South Africa | ZA | ZAF | Gauteng | primary | 741651 | 1710176249
Preußisch Oldendorf, North Rhine-Westphalia, Germany | Preußisch Oldendorf | Preussisch Oldendorf | 52.2833 | 8.5 | Germany | DE | DEU | North Rhine-Westphalia |  | 12289 | 1276631008
Prevalje, Prevalje, Slovenia | Prevalje | Prevalje | 46.5467 | 14.98 | Slovenia | SI | SVN | Prevalje | admin |  | 1705187949
Préveza, Ípeiros, Greece | Préveza | Preveza | 38.95 | 20.75 | Greece | GR | GRC | Ípeiros | minor | 19042 | 1300933723
Prévost, Quebec, Canada | Prévost | Prevost | 45.87 | -74.08 | Canada | CA | CAN | Quebec |  | 12171 | 1124001584
Prey Veng, Prey Veng, Cambodia | Prey Veng | Prey Veng | 11.484 | 105.324 | Cambodia | KH | KHM | Prey Veng | admin | 74000 | 1116378797
Priboj, Priboj, Serbia | Priboj | Priboj | 43.5816 | 19.5273 | Serbia | RS | SRB | Priboj | admin | 27133 | 1688522811
Příbor, Moravskoslezský Kraj, Czechia | Příbor | Pribor | 49.6409 | 18.145 | Czechia | CZ | CZE | Moravskoslezský Kraj |  | 8476 | 1203617012
Příbram, Středočeský Kraj, Czechia | Příbram | Pribram | 49.69 | 14.0105 | Czechia | CZ | CZE | Středočeský Kraj |  | 32503 | 1203262749
Price, Utah, United States | Price | Price | 39.604 | -110.8004 | United States | US | USA | Utah |  | 13564 | 1840020201
Prichard, Alabama, United States | Prichard | Prichard | 30.7735 | -88.1301 | United States | US | USA | Alabama |  | 21428 | 1840014990
Priekule, Priekules Novads, Latvia | Priekule | Priekule | 56.4472 | 21.5933 | Latvia | LV | LVA | Priekules Novads | admin | 2167 | 1428340962
Priekuļi, Priekuļu Novads, Latvia | Priekuļi | Priekuli | 57.3115 | 25.3571 | Latvia | LV | LVA | Priekuļu Novads | admin |  | 1428165145
Prien, Louisiana, United States | Prien | Prien | 30.1601 | -93.2611 | United States | US | USA | Louisiana |  | 7976 | 1840013963
Prienai, Prienai, Lithuania | Prienai | Prienai | 54.6333 | 23.9417 | Lithuania | LT | LTU | Prienai | admin | 8610 | 1440412268
Prieska, Northern Cape, South Africa | Prieska | Prieska | -29.6683 | 22.7439 | South Africa | ZA | ZAF | Northern Cape |  | 11236 | 1710649877
Prievidza, Nitriansky, Slovakia | Prievidza | Prievidza | 48.7714 | 18.6242 | Slovakia | SK | SVK | Nitriansky | minor | 48134 | 1703497240
Prijedor, Srpska, Republika, Bosnia And Herzegovina | Prijedor | Prijedor | 44.9667 | 16.7 | Bosnia And Herzegovina | BA | BIH | Srpska, Republika | minor | 89397 | 1070565353
Prijepolje, Prijepolje, Serbia | Prijepolje | Prijepolje | 43.5439 | 19.6514 | Serbia | RS | SRB | Prijepolje | admin | 37059 | 1688287067
Prilep, Prilep, Macedonia | Prilep | Prilep | 41.3464 | 21.5542 | Macedonia | MK | MKD | Prilep | admin | 66817 | 1807551778
Prilly, Vaud, Switzerland | Prilly | Prilly | 46.5333 | 6.6 | Switzerland | CH | CHE | Vaud |  | 12399 | 1756590980
Primera, Texas, United States | Primera | Primera | 26.2237 | -97.7528 | United States | US | USA | Texas |  | 5130 | 1840022261
Primero de Enero, Ciego de Ávila, Cuba | Primero de Enero | Primero de Enero | 21.9453 | -78.4189 | Cuba | CU | CUB | Ciego de Ávila | minor | 29117 | 1192846441
Primorsk, Leningradskaya Oblast’, Russia | Primorsk | Primorsk | 60.3667 | 28.6167 | Russia | RU | RUS | Leningradskaya Oblast’ |  | 5682 | 1643507174
Primorsko-Akhtarsk, Krasnodarskiy Kray, Russia | Primorsko-Akhtarsk | Primorsko-Akhtarsk | 46.05 | 38.1833 | Russia | RU | RUS | Krasnodarskiy Kray | minor | 32180 | 1643397467
Prince Albert, Saskatchewan, Canada | Prince Albert | Prince Albert | 53.2 | -105.75 | Canada | CA | CAN | Saskatchewan |  | 35926 | 1124158154
Prince George, British Columbia, Canada | Prince George | Prince George | 53.9169 | -122.7494 | Canada | CA | CAN | British Columbia |  | 74003 | 1124733292
Prince Rupert, British Columbia, Canada | Prince Rupert | Prince Rupert | 54.3122 | -130.3271 | Canada | CA | CAN | British Columbia |  | 12220 | 1124847707
Princes Risborough, Buckinghamshire, United Kingdom | Princes Risborough | Princes Risborough | 51.724 | -0.8344 | United Kingdom | GB | GBR | Buckinghamshire |  | 7978 | 1826427216
Princes Town, Princes Town, Trinidad And Tobago | Princes Town | Princes Town | 10.2718 | -61.371 | Trinidad And Tobago | TT | TTO | Princes Town | admin |  | 1780714817
Princess Anne, Maryland, United States | Princess Anne | Princess Anne | 38.2054 | -75.6969 | United States | US | USA | Maryland |  | 11101 | 1840006279
Princeton, New Jersey, United States | Princeton | Princeton | 40.3563 | -74.6693 | United States | US | USA | New Jersey |  | 31187 | 1840001381
Princeton, Florida, United States | Princeton | Princeton | 25.5396 | -80.3971 | United States | US | USA | Florida |  | 30852 | 1840014248
Princeton, Texas, United States | Princeton | Princeton | 33.1778 | -96.5044 | United States | US | USA | Texas |  | 13894 | 1840020663
Princeton, Indiana, United States | Princeton | Princeton | 38.3553 | -87.5784 | United States | US | USA | Indiana |  | 8733 | 1840009801
Princeton, Illinois, United States | Princeton | Princeton | 41.3807 | -89.464 | United States | US | USA | Illinois |  | 7840 | 1840009276
Princeton, Kentucky, United States | Princeton | Princeton | 37.1068 | -87.8854 | United States | US | USA | Kentucky |  | 5691 | 1840014382
Princeton, West Virginia, United States | Princeton | Princeton | 37.3689 | -81.0961 | United States | US | USA | West Virginia |  | 5675 | 1840006402
Princeton Meadows, New Jersey, United States | Princeton Meadows | Princeton Meadows | 40.3332 | -74.5628 | United States | US | USA | New Jersey |  | 13438 | 1840033474
Princetown, East Berbice-Corentyne, Guyana | Princetown | Princetown | 5.9 | -57.17 | Guyana | GY | GUY | East Berbice-Corentyne |  | 12000 | 1328276701
Princeville, Quebec, Canada | Princeville | Princeville | 46.1667 | -71.8833 | Canada | CA | CAN | Quebec |  | 5693 | 1124715340
Príncipe da Beira, Rondônia, Brazil | Príncipe da Beira | Principe da Beira | -12.4167 | -64.4166 | Brazil | BR | BRA | Rondônia |  | 956 | 1076482734
Prineville, Oregon, United States | Prineville | Prineville | 44.2985 | -120.8607 | United States | US | USA | Oregon |  | 12650 | 1840019999
Prior Lake, Minnesota, United States | Prior Lake | Prior Lake | 44.7251 | -93.4409 | United States | US | USA | Minnesota |  | 27241 | 1840008956
Priozërsk, Leningradskaya Oblast’, Russia | Priozërsk | Priozersk | 61.0393 | 30.1291 | Russia | RU | RUS | Leningradskaya Oblast’ |  | 18552 | 1643755142
Pristina, Prishtinë, Kosovo | Pristina | Pristina | 42.6667 | 21.1667 | Kosovo | XK | XKS | Prishtinë | primary | 204725 | 1901760068
Pritzwalk, Brandenburg, Germany | Pritzwalk | Pritzwalk | 53.1497 | 12.1831 | Germany | DE | DEU | Brandenburg |  | 11924 | 1276349904
Priverno, Lazio, Italy | Priverno | Priverno | 41.4667 | 13.1833 | Italy | IT | ITA | Lazio |  | 14365 | 1380371078
Privolzhsk, Ivanovskaya Oblast’, Russia | Privolzhsk | Privolzhsk | 57.3833 | 41.2833 | Russia | RU | RUS | Ivanovskaya Oblast’ |  | 15530 | 1643261146
Prizren, Prizren, Kosovo | Prizren | Prizren | 42.2167 | 20.7333 | Kosovo | XK | XKS | Prizren | admin | 186986 | 1901360309
Probištip, Probištip, Macedonia | Probištip | Probistip | 41.9936 | 22.1767 | Macedonia | MK | MKD | Probištip | admin | 3110 | 1807592969
Probolinggo, Jawa Timur, Indonesia | Probolinggo | Probolinggo | -7.75 | 113.2167 | Indonesia | ID | IDN | Jawa Timur |  | 223159 | 1360138476
Proddatūr, Andhra Pradesh, India | Proddatūr | Proddatur | 14.73 | 78.55 | India | IN | IND | Andhra Pradesh |  | 163970 | 1356025913
Proença-a-Nova, Castelo Branco, Portugal | Proença-a-Nova | Proenca-a-Nova | 39.75 | -7.9167 | Portugal | PT | PRT | Castelo Branco | minor | 8314 | 1620516554
Progreso, Yucatán, Mexico | Progreso | Progreso | 21.28 | -89.67 | Mexico | MX | MEX | Yucatán | minor | 53958 | 1484340626
Progreso, Baja California, Mexico | Progreso | Progreso | 32.5842 | -115.5842 | Mexico | MX | MEX | Baja California |  | 12557 | 1484104363
Progreso, Texas, United States | Progreso | Progreso | 26.0962 | -97.9566 | United States | US | USA | Texas |  | 5944 | 1840021031
Progress, Pennsylvania, United States | Progress | Progress | 40.2905 | -76.8382 | United States | US | USA | Pennsylvania |  | 9750 | 1840035164
Progress, Amurskaya Oblast’, Russia | Progress | Progress | 49.7504 | 129.6167 | Russia | RU | RUS | Amurskaya Oblast’ |  | 146 | 1643007077
Progress Village, Florida, United States | Progress Village | Progress Village | 27.8832 | -82.3593 | United States | US | USA | Florida |  | 10136 | 1840028917
Prokhladnyy, Kabardino-Balkariya, Russia | Prokhladnyy | Prokhladnyy | 43.7575 | 44.0297 | Russia | RU | RUS | Kabardino-Balkariya | minor | 57883 | 1643315117
Prokopyevsk, Kemerovskaya Oblast’, Russia | Prokopyevsk | Prokopyevsk | 53.8833 | 86.7167 | Russia | RU | RUS | Kemerovskaya Oblast’ |  | 196406 | 1643653477
Prokuplje, Prokuplje, Serbia | Prokuplje | Prokuplje | 43.2339 | 21.5861 | Serbia | RS | SRB | Prokuplje | admin |  | 1688111468
Proletarsk, Rostovskaya Oblast’, Russia | Proletarsk | Proletarsk | 46.7031 | 41.7192 | Russia | RU | RUS | Rostovskaya Oblast’ | minor | 19032 | 1643862086
Promissão, São Paulo, Brazil | Promissão | Promissao | -21.5369 | -49.8583 | Brazil | BR | BRA | São Paulo |  | 38764 | 1076199684
Proserpine, Queensland, Australia | Proserpine | Proserpine | -20.4017 | 148.5814 | Australia | AU | AUS | Queensland |  | 3562 | 1036150859
Prospect, Connecticut, United States | Prospect | Prospect | 41.4993 | -72.976 | United States | US | USA | Connecticut |  | 9736 | 1840035549
Prospect Heights, Illinois, United States | Prospect Heights | Prospect Heights | 42.1039 | -87.9267 | United States | US | USA | Illinois |  | 15887 | 1840009184
Prospect Park, Pennsylvania, United States | Prospect Park | Prospect Park | 39.8858 | -75.3074 | United States | US | USA | Pennsylvania |  | 6492 | 1840000707
Prospect Park, New Jersey, United States | Prospect Park | Prospect Park | 40.938 | -74.1736 | United States | US | USA | New Jersey |  | 5843 | 1840000834
Prosper, Texas, United States | Prosper | Prosper | 33.2394 | -96.8087 | United States | US | USA | Texas |  | 24579 | 1840022019
Prosperidad, Agusan del Sur, Philippines | Prosperidad | Prosperidad | 8.58 | 125.8964 | Philippines | PH | PHL | Agusan del Sur | admin |  | 1608461552
Prosser, Washington, United States | Prosser | Prosser | 46.2068 | -119.7662 | United States | US | USA | Washington |  | 6380 | 1840019890
Prostějov, Olomoucký Kraj, Czechia | Prostějov | Prostejov | 49.4722 | 17.1106 | Czechia | CZ | CZE | Olomoucký Kraj |  | 43651 | 1203172907
Protvino, Moskovskaya Oblast’, Russia | Protvino | Protvino | 54.8667 | 37.2167 | Russia | RU | RUS | Moskovskaya Oblast’ |  | 35807 | 1643021953
Provadia, Varna, Bulgaria | Provadia | Provadia | 43.1789 | 27.4431 | Bulgaria | BG | BGR | Varna |  | 15095 | 1100595849
Providence, Rhode Island, United States | Providence | Providence | 41.823 | -71.4187 | United States | US | USA | Rhode Island | admin | 1203230 | 1840003289
Providence, Utah, United States | Providence | Providence | 41.7033 | -111.8121 | United States | US | USA | Utah |  | 7780 | 1840020115
Providence, Pennsylvania, United States | Providence | Providence | 39.9092 | -76.233 | United States | US | USA | Pennsylvania |  | 6998 | 1840142493
Providence Village, Texas, United States | Providence Village | Providence Village | 33.2363 | -96.9611 | United States | US | USA | Texas |  | 7377 | 1840043421
Provideniya, Chukotskiy Avtonomnyy Okrug, Russia | Provideniya | Provideniya | 64.4235 | -173.2258 | Russia | RU | RUS | Chukotskiy Avtonomnyy Okrug |  | 2536 | 1643868459
Provo, Utah, United States | Provo | Provo | 40.2457 | -111.6457 | United States | US | USA | Utah |  | 500617 | 1840020174
Prudhoe, Northumberland, United Kingdom | Prudhoe | Prudhoe | 54.961 | -1.849 | United Kingdom | GB | GBR | Northumberland |  | 11675 | 1826202112
Prudnik, Opolskie, Poland | Prudnik | Prudnik | 50.3197 | 17.5792 | Poland | PL | POL | Opolskie | minor | 21237 | 1616117977
Prüm, Rhineland-Palatinate, Germany | Prüm | Prum | 50.2081 | 6.4244 | Germany | DE | DEU | Rhineland-Palatinate |  | 5438 | 1276214721
Prunedale, California, United States | Prunedale | Prunedale | 36.8064 | -121.6555 | United States | US | USA | California |  | 19584 | 1840019020
Pruszków, Mazowieckie, Poland | Pruszków | Pruszkow | 52.1667 | 20.8 | Poland | PL | POL | Mazowieckie | minor | 61237 | 1616154673
Pruzhany, Brestskaya Voblasts’, Belarus | Pruzhany | Pruzhany | 52.5567 | 24.4644 | Belarus | BY | BLR | Brestskaya Voblasts’ | minor | 18900 | 1112269031
Prymors’k, Zaporiz’ka Oblast’, Ukraine | Prymors’k | Prymors'k | 46.7333 | 36.3596 | Ukraine | UA | UKR | Zaporiz’ka Oblast’ | minor | 11679 | 1804278318
Pryor Creek, Oklahoma, United States | Pryor Creek | Pryor Creek | 36.2998 | -95.3102 | United States | US | USA | Oklahoma |  | 9169 | 1840037410
Pryvillya, Luhans’ka Oblast’, Ukraine | Pryvillya | Pryvillya | 48.9999 | 38.2948 | Ukraine | UA | UKR | Luhans’ka Oblast’ |  | 6970 | 1804675799
Przemyśl, Podkarpackie, Poland | Przemyśl | Przemysl | 49.785 | 22.7673 | Poland | PL | POL | Podkarpackie | minor | 67847 | 1616506094
Przeworsk, Podkarpackie, Poland | Przeworsk | Przeworsk | 50.0591 | 22.4941 | Poland | PL | POL | Podkarpackie | minor | 15713 | 1616040608
Psachná, Stereá Elláda, Greece | Psachná | Psachna | 38.5828 | 23.6328 | Greece | GR | GRC | Stereá Elláda | minor | 5827 | 1300776515
Pskov, Pskovskaya Oblast’, Russia | Pskov | Pskov | 57.8167 | 28.3333 | Russia | RU | RUS | Pskovskaya Oblast’ | admin | 209840 | 1643877414
Ptuj, Ptuj, Slovenia | Ptuj | Ptuj | 46.4186 | 15.8714 | Slovenia | SI | SVN | Ptuj | admin | 23957 | 1705072535
Puca Urco, Loreto, Peru | Puca Urco | Puca Urco | -2.3328 | -71.9167 | Peru | PE | PER | Loreto |  | 10 | 1604085670
Pucallpa, Ucayali, Peru | Pucallpa | Pucallpa | -8.3833 | -74.55 | Peru | PE | PER | Ucayali | admin | 326040 | 1604478712
Puchezh, Ivanovskaya Oblast’, Russia | Puchezh | Puchezh | 56.9833 | 43.1667 | Russia | RU | RUS | Ivanovskaya Oblast’ |  | 6813 | 1643869074
Puchheim, Bavaria, Germany | Puchheim | Puchheim | 48.15 | 11.35 | Germany | DE | DEU | Bavaria |  | 21531 | 1276452600
Púchov, Nitriansky, Slovakia | Púchov | Puchov | 49.12 | 18.3306 | Slovakia | SK | SVK | Nitriansky | minor | 17810 | 1703321833
Puchuncaví, Valparaíso, Chile | Puchuncaví | Puchuncavi | -32.7261 | -71.4151 | Chile | CL | CHL | Valparaíso |  | 5271 | 1152345768
Pucioasa, Dâmboviţa, Romania | Pucioasa | Pucioasa | 45.0742 | 25.4342 | Romania | RO | ROU | Dâmboviţa |  | 14254 | 1642731261
Puconci, Puconci, Slovenia | Puconci | Puconci | 46.7067 | 16.1564 | Slovenia | SI | SVN | Puconci | admin |  | 1705677747
Pudasjärvi, Pohjois-Pohjanmaa, Finland | Pudasjärvi | Pudasjarvi | 65.3583 | 27 | Finland | FI | FIN | Pohjois-Pohjanmaa | minor | 8257 | 1246520515
Pudong, Shanghai, China | Pudong | Pudong | 31.2231 | 121.5397 | China | CN | CHN | Shanghai | minor | 5187200 | 1156644508
Pudozh, Kareliya, Russia | Pudozh | Pudozh | 61.8 | 36.5333 | Russia | RU | RUS | Kareliya |  | 8897 | 1643479302
Pudsey, Leeds, United Kingdom | Pudsey | Pudsey | 53.797 | -1.663 | United Kingdom | GB | GBR | Leeds |  | 22408 | 1826326804
Puducherry, Puducherry, India | Puducherry | Puducherry | 11.93 | 79.83 | India | IN | IND | Puducherry | admin | 227411 | 1356368903
Puebla, Puebla, Mexico | Puebla | Puebla | 19.0333 | -98.1833 | Mexico | MX | MEX | Puebla | admin | 1576259 | 1484416394
Pueblo, Colorado, United States | Pueblo | Pueblo | 38.2705 | -104.6112 | United States | US | USA | Colorado |  | 143932 | 1840020255
Pueblo West, Colorado, United States | Pueblo West | Pueblo West | 38.3551 | -104.7266 | United States | US | USA | Colorado |  | 31860 | 1840018860
Puente Nacional, Veracruz, Mexico | Puente Nacional | Puente Nacional | 19.3333 | -96.4833 | Mexico | MX | MEX | Veracruz | minor | 22454 | 1484974086
Puerto Acosta, La Paz, Bolivia | Puerto Acosta | Puerto Acosta | -15.4996 | -69.1667 | Bolivia | BO | BOL | La Paz |  | 1123 | 1068206449
Puerto Armuelles, Chiriquí, Panama | Puerto Armuelles | Puerto Armuelles | 8.2777 | -82.8621 | Panama | PA | PAN | Chiriquí | minor | 19763 | 1591562054
Puerto Aventuras, Quintana Roo, Mexico | Puerto Aventuras | Puerto Aventuras | 20.5117 | -87.2342 | Mexico | MX | MEX | Quintana Roo |  | 5979 | 1484598759
Puerto Ayacucho, Amazonas, Venezuela | Puerto Ayacucho | Puerto Ayacucho | 5.6631 | -67.6264 | Venezuela | VE | VEN | Amazonas | admin | 80000 | 1862027409
Puerto Ayora, Galápagos, Ecuador | Puerto Ayora | Puerto Ayora | -0.7444 | -90.3139 | Ecuador | EC | ECU | Galápagos |  | 11822 | 1218585265
Puerto Aysén, Aysén, Chile | Puerto Aysén | Puerto Aysen | -45.4068 | -72.6977 | Chile | CL | CHL | Aysén | minor | 17441 | 1152158570
Puerto Baquerizo Moreno, Galápagos, Ecuador | Puerto Baquerizo Moreno | Puerto Baquerizo Moreno | -0.9025 | -89.6092 | Ecuador | EC | ECU | Galápagos | admin | 6533 | 1218093882
Puerto Barrios, Izabal, Guatemala | Puerto Barrios | Puerto Barrios | 15.73 | -88.6 | Guatemala | GT | GTM | Izabal | admin | 121562 | 1320517532
Puerto Berrío, Antioquia, Colombia | Puerto Berrío | Puerto Berrio | 6.4804 | -74.42 | Colombia | CO | COL | Antioquia | minor | 33983 | 1170372171
Puerto Cabello, Carabobo, Venezuela | Puerto Cabello | Puerto Cabello | 10.4667 | -68.0167 | Venezuela | VE | VEN | Carabobo | minor | 209080 | 1862031193
Puerto Carreño, Vichada, Colombia | Puerto Carreño | Puerto Carreno | 6.1889 | -67.4858 | Colombia | CO | COL | Vichada | admin | 16763 | 1170291142
Puerto Casado, Alto Paraguay, Paraguay | Puerto Casado | Puerto Casado | -22.2896 | -57.94 | Paraguay | PY | PRY | Alto Paraguay |  | 5000 | 1600731282
Puerto Cortés, Cortés, Honduras | Puerto Cortés | Puerto Cortes | 15.8833 | -87.95 | Honduras | HN | HND | Cortés |  | 200000 | 1340000062
Puerto de la Cruz, Canary Islands, Spain | Puerto de la Cruz | Puerto de la Cruz | 28.4167 | -16.55 | Spain | ES | ESP | Canary Islands |  | 30468 | 1724298488
Puerto Deseado, Santa Cruz, Argentina | Puerto Deseado | Puerto Deseado | -47.75 | -65.9167 | Argentina | AR | ARG | Santa Cruz | minor | 14183 | 1032537209
Puerto Escondido, Oaxaca, Mexico | Puerto Escondido | Puerto Escondido | 15.8619 | -97.0672 | Mexico | MX | MEX | Oaxaca |  | 45000 | 1484644846
Puerto Francisco de Orellana, Orellana, Ecuador | Puerto Francisco de Orellana | Puerto Francisco de Orellana | -0.4625 | -76.9842 | Ecuador | EC | ECU | Orellana | admin | 40730 | 1218387446
Puerto Heath, La Paz, Bolivia | Puerto Heath | Puerto Heath | -12.52 | -68.6186 | Bolivia | BO | BOL | La Paz |  | 10 | 1068996459
Puerto La Cruz, Anzoátegui, Venezuela | Puerto La Cruz | Puerto La Cruz | 10.2167 | -64.6167 | Venezuela | VE | VEN | Anzoátegui | minor | 306261 | 1862856141
Puerto Lempira, Gracias a Dios, Honduras | Puerto Lempira | Puerto Lempira | 15.2653 | -83.7744 | Honduras | HN | HND | Gracias a Dios | admin | 4856 | 1340110055
Puerto Limón, Limón, Costa Rica | Puerto Limón | Puerto Limon | 10.0022 | -83.084 | Costa Rica | CR | CRI | Limón | admin | 61072 | 1188214393
Puerto López, Meta, Colombia | Puerto López | Puerto Lopez | 4.09 | -72.96 | Colombia | CO | COL | Meta | minor | 16678 | 1170290556
Puerto Madryn, Chubut, Argentina | Puerto Madryn | Puerto Madryn | -42.773 | -65.0366 | Argentina | AR | ARG | Chubut | minor | 115353 | 1032351657
Puerto Maldonado, Madre de Dios, Peru | Puerto Maldonado | Puerto Maldonado | -12.6 | -69.1833 | Peru | PE | PER | Madre de Dios | admin | 85024 | 1604871130
Puerto Montt, Los Lagos, Chile | Puerto Montt | Puerto Montt | -41.4718 | -72.9396 | Chile | CL | CHL | Los Lagos | admin | 245902 | 1152443957
Puerto Morelos, Quintana Roo, Mexico | Puerto Morelos | Puerto Morelos | 20.8536 | -86.8753 | Mexico | MX | MEX | Quintana Roo |  | 9188 | 1484801229
Puerto Nariño, Amazonas, Colombia | Puerto Nariño | Puerto Narino | -3.7703 | -70.3831 | Colombia | CO | COL | Amazonas | minor | 6816 | 1170109460
Puerto Natales, Magallanes y de la Antártica Chilena, Chile | Puerto Natales | Puerto Natales | -51.7263 | -72.5062 | Chile | CL | CHL | Magallanes y de la Antártica Chilena | minor | 19023 | 1152225106
Puerto Peñasco, Sonora, Mexico | Puerto Peñasco | Puerto Penasco | 31.3167 | -113.5369 | Mexico | MX | MEX | Sonora | minor | 62177 | 1484567937
Puerto Pimentel, Lambayeque, Peru | Puerto Pimentel | Puerto Pimentel | -6.8382 | -79.9359 | Peru | PE | PER | Lambayeque |  | 15552 | 1604924541
Puerto Pinasco, Presidente Hayes, Paraguay | Puerto Pinasco | Puerto Pinasco | -22.64 | -57.79 | Paraguay | PY | PRY | Presidente Hayes |  | 500 | 1600670025
Puerto Píritu, Anzoátegui, Venezuela | Puerto Píritu | Puerto Piritu | 10.0667 | -65.05 | Venezuela | VE | VEN | Anzoátegui | minor | 25981 | 1862843143
Puerto Plata, Cibao Norte, Dominican Republic | Puerto Plata | Puerto Plata | 19.7902 | -70.6902 | Dominican Republic | DO | DOM | Cibao Norte | minor | 119897 | 1214279422
Puerto Princesa, Puerto Princesa, Philippines | Puerto Princesa | Puerto Princesa | 9.75 | 118.75 | Philippines | PH | PHL | Puerto Princesa | admin | 255116 | 1608455700
Puerto Quijarro, Santa Cruz, Bolivia | Puerto Quijarro | Puerto Quijarro | -17.7796 | -57.77 | Bolivia | BO | BOL | Santa Cruz |  | 10392 | 1068582123
Puerto Quito, Pichincha, Ecuador | Puerto Quito | Puerto Quito | 0.1272 | -79.2531 | Ecuador | EC | ECU | Pichincha |  | 20445 | 1218847413
Puerto Real, Puerto Rico, Puerto Rico | Puerto Real | Puerto Real | 18.0762 | -67.1861 | Puerto Rico | PR | PRI | Puerto Rico |  | 6892 | 1630035555
Puerto San Carlos, Baja California Sur, Mexico | Puerto San Carlos | Puerto San Carlos | 24.7894 | -112.1083 | Mexico | MX | MEX | Baja California Sur |  | 5538 | 1484585914
Puerto San José, Escuintla, Guatemala | Puerto San José | Puerto San Jose | 13.9333 | -90.8167 | Guatemala | GT | GTM | Escuintla |  | 23887 | 1320016478
Puerto Suárez, Santa Cruz, Bolivia | Puerto Suárez | Puerto Suarez | -18.9633 | -57.7978 | Bolivia | BO | BOL | Santa Cruz |  | 22000 | 1068099903
Puerto Vallarta, Jalisco, Mexico | Puerto Vallarta | Puerto Vallarta | 20.6667 | -105.2667 | Mexico | MX | MEX | Jalisco | minor | 221200 | 1484408906
Puerto Varas, Los Lagos, Chile | Puerto Varas | Puerto Varas | -41.3178 | -72.9827 | Chile | CL | CHL | Los Lagos |  | 26172 | 1152560692
Puerto Villamil, Galápagos, Ecuador | Puerto Villamil | Puerto Villamil | -0.9333 | -91.0167 | Ecuador | EC | ECU | Galápagos |  | 2200 | 1218383536
Puerto Villarroel, Cochabamba, Bolivia | Puerto Villarroel | Puerto Villarroel | -16.87 | -64.78 | Bolivia | BO | BOL | Cochabamba |  | 1778 | 1068957347
Puerto Williams, Magallanes y de la Antártica Chilena, Chile | Puerto Williams | Puerto Williams | -54.9341 | -67.6109 | Chile | CL | CHL | Magallanes y de la Antártica Chilena | minor | 1868 | 1152455279
Pugachev, Saratovskaya Oblast’, Russia | Pugachev | Pugachev | 52.0133 | 48.8025 | Russia | RU | RUS | Saratovskaya Oblast’ |  | 14908 | 1643132953
Puigcerdá, Catalonia, Spain | Puigcerdá | Puigcerda | 42.4317 | 1.9283 | Spain | ES | ESP | Catalonia |  | 9258 | 1724441850
Pukalani, Hawaii, United States | Pukalani | Pukalani | 20.8329 | -156.3415 | United States | US | USA | Hawaii |  | 7769 | 1840029545
Pukë, Shkodër, Albania | Pukë | Puke | 42.05 | 19.9 | Albania | AL | ALB | Shkodër |  | 3607 | 1008739218
Pukekohe East, Auckland, New Zealand | Pukekohe East | Pukekohe East | -37.195 | 174.9481 | New Zealand | NZ | NZL | Auckland |  | 26300 | 1554599644
Pula, Istarska Županija, Croatia | Pula | Pula | 44.8667 | 13.8333 | Croatia | HR | HRV | Istarska Županija | minor | 57053 | 1191143009
Pulaski, Virginia, United States | Pulaski | Pulaski | 37.0528 | -80.7624 | United States | US | USA | Virginia |  | 15407 | 1840006469
Pulaski, Tennessee, United States | Pulaski | Pulaski | 35.1933 | -87.035 | United States | US | USA | Tennessee |  | 7472 | 1840014575
Puławy, Lubelskie, Poland | Puławy | Pulawy | 51.4166 | 21.9694 | Poland | PL | POL | Lubelskie | minor | 49839 | 1616098904
Pul-e ‘Alam, Lōgar, Afghanistan | Pul-e ‘Alam | Pul-e `Alam | 33.9953 | 69.0227 | Afghanistan | AF | AFG | Lōgar | admin |  | 1004180853
Pul-e Khumrī, Baghlān, Afghanistan | Pul-e Khumrī | Pul-e Khumri | 35.95 | 68.7 | Afghanistan | AF | AFG | Baghlān | admin | 113500 | 1004123527
Pulheim, North Rhine-Westphalia, Germany | Pulheim | Pulheim | 51 | 6.8 | Germany | DE | DEU | North Rhine-Westphalia |  | 54071 | 1276728926
Pulivendla, Andhra Pradesh, India | Pulivendla | Pulivendla | 14.4167 | 78.2333 | India | IN | IND | Andhra Pradesh |  | 65706 | 1356099701
Pullman, Washington, United States | Pullman | Pullman | 46.734 | -117.1669 | United States | US | USA | Washington |  | 34425 | 1840019864
Pully, Vaud, Switzerland | Pully | Pully | 46.5167 | 6.6667 | Switzerland | CH | CHE | Vaud |  | 18313 | 1756456471
Pulsnitz, Saxony, Germany | Pulsnitz | Pulsnitz | 51.1817 | 14.0131 | Germany | DE | DEU | Saxony |  | 7467 | 1276185407
Pułtusk, Mazowieckie, Poland | Pułtusk | Pultusk | 52.7025 | 21.0828 | Poland | PL | POL | Mazowieckie | minor | 19229 | 1616411619
Punakha, Punakha, Bhutan | Punakha | Punakha | 27.6167 | 89.8667 | Bhutan | BT | BTN | Punakha | admin | 5000 | 1064171188
Punata, Cochabamba, Bolivia | Punata | Punata | -17.5469 | -65.8367 | Bolivia | BO | BOL | Cochabamba |  | 14742 | 1068639665
Pune, Mahārāshtra, India | Pune | Pune | 18.5196 | 73.8553 | India | IN | IND | Mahārāshtra |  | 7764000 | 1356081074
Punganūru, Andhra Pradesh, India | Punganūru | Punganuru | 13.3667 | 78.5833 | India | IN | IND | Andhra Pradesh |  | 54746 | 1356796945
Puning, Guangdong, China | Puning | Puning | 23.2993 | 116.1586 | China | CN | CHN | Guangdong |  | 2055552 | 1156756494
Puno, Puno, Peru | Puno | Puno | -15.8433 | -70.0236 | Peru | PE | PER | Puno | admin | 128637 | 1604227042
Punta Alta, Buenos Aires, Argentina | Punta Alta | Punta Alta | -38.88 | -62.08 | Argentina | AR | ARG | Buenos Aires | minor | 57209 | 1032629961
Punta Arenas, Magallanes y de la Antártica Chilena, Chile | Punta Arenas | Punta Arenas | -53.1627 | -70.9081 | Chile | CL | CHL | Magallanes y de la Antártica Chilena | admin | 123403 | 1152262933
Punta del Este, Maldonado, Uruguay | Punta del Este | Punta del Este | -34.97 | -54.95 | Uruguay | UY | URY | Maldonado |  | 159000 | 1858267433
Punta Gorda, Toledo, Belize | Punta Gorda | Punta Gorda | 16.1 | -88.8 | Belize | BZ | BLZ | Toledo | admin | 5026 | 1084536442
Punta Gorda, Florida, United States | Punta Gorda | Punta Gorda | 26.8933 | -82.0516 | United States | US | USA | Florida |  | 20369 | 1840015122
Punta Prieta, Baja California, Mexico | Punta Prieta | Punta Prieta | 28.9289 | -114.1556 | Mexico | MX | MEX | Baja California |  | 112 | 1484583029
Puntarenas, Puntarenas, Costa Rica | Puntarenas | Puntarenas | 9.9764 | -84.8339 | Costa Rica | CR | CRI | Puntarenas | admin | 41528 | 1188639267
Punto Fijo, Falcón, Venezuela | Punto Fijo | Punto Fijo | 11.7167 | -70.1833 | Venezuela | VE | VEN | Falcón | minor | 287558 | 1862535644
Punxsutawney, Pennsylvania, United States | Punxsutawney | Punxsutawney | 40.9437 | -78.9767 | United States | US | USA | Pennsylvania |  | 6117 | 1840003471
Puqi, Hubei, China | Puqi | Puqi | 29.7204 | 113.88 | China | CN | CHN | Hubei |  | 205164 | 1156189796
Puquio, Ayacucho, Peru | Puquio | Puquio | -14.6939 | -74.1241 | Peru | PE | PER | Ayacucho |  | 15870 | 1604629997
Purcell, Oklahoma, United States | Purcell | Purcell | 35.018 | -97.3747 | United States | US | USA | Oklahoma |  | 7502 | 1840020454
Purcellville, Virginia, United States | Purcellville | Purcellville | 39.1378 | -77.7109 | United States | US | USA | Virginia |  | 15742 | 1840005875
Puréparo de Echaíz, Michoacán de Ocampo, Mexico | Puréparo de Echaíz | Pureparo de Echaiz | 19.9 | -102 | Mexico | MX | MEX | Michoacán de Ocampo |  | 15255 | 1484222410
Puri, Odisha, India | Puri | Puri | 19.8 | 85.8167 | India | IN | IND | Odisha |  | 201026 | 1356558409
Purkersdorf, Niederösterreich, Austria | Purkersdorf | Purkersdorf | 48.2092 | 16.1792 | Austria | AT | AUT | Niederösterreich |  | 9701 | 1040636796
Purnea, Bihār, India | Purnea | Purnea | 25.78 | 87.47 | India | IN | IND | Bihār |  | 310817 | 1356486511
Pursat, Pursat, Cambodia | Pursat | Pursat | 12.5337 | 103.9167 | Cambodia | KH | KHM | Pursat | admin | 52476 | 1116566865
Pushchino, Moskovskaya Oblast’, Russia | Pushchino | Pushchino | 54.8333 | 37.6167 | Russia | RU | RUS | Moskovskaya Oblast’ |  | 21281 | 1643679889
Pushkar, Rājasthān, India | Pushkar | Pushkar | 26.5 | 74.55 | India | IN | IND | Rājasthān |  | 21626 | 1356618005
Pushkino, Moskovskaya Oblast’, Russia | Pushkino | Pushkino | 56.0167 | 37.85 | Russia | RU | RUS | Moskovskaya Oblast’ |  | 105479 | 1643799484
Puslinch, Ontario, Canada | Puslinch | Puslinch | 43.45 | -80.1667 | Canada | CA | CAN | Ontario |  | 7336 | 1124129947
Püspökladány, Hajdú-Bihar, Hungary | Püspökladány | Puspokladany | 47.3197 | 21.1139 | Hungary | HU | HUN | Hajdú-Bihar | minor | 14154 | 1348038932
Pusztaszabolcs, Fejér, Hungary | Pusztaszabolcs | Pusztaszabolcs | 47.1413 | 18.7594 | Hungary | HU | HUN | Fejér |  | 5845 | 1348280190
Put’ Lenina, Sakha (Yakutiya), Russia | Put’ Lenina | Put' Lenina | 68.5166 | 107.8 | Russia | RU | RUS | Sakha (Yakutiya) |  | 298 | 1643749671
Puteaux, Île-de-France, France | Puteaux | Puteaux | 48.885 | 2.2389 | France | FR | FRA | Île-de-France |  | 44645 | 1250407425
Putian, Fujian, China | Putian | Putian | 25.4394 | 119.0103 | China | CN | CHN | Fujian | minor | 2900000 | 1156811601
Putina, Puno, Peru | Putina | Putina | -15.47 | -69.43 | Peru | PE | PER | Puno |  | 8118 | 1604856559
Putnam, Connecticut, United States | Putnam | Putnam | 41.9093 | -71.8711 | United States | US | USA | Connecticut |  | 9360 | 1840035552
Putnam Valley, New York, United States | Putnam Valley | Putnam Valley | 41.3979 | -73.8368 | United States | US | USA | New York |  | 11654 | 1840058429
Putnok, Borsod-Abaúj-Zemplén, Hungary | Putnok | Putnok | 48.2936 | 20.4367 | Hungary | HU | HUN | Borsod-Abaúj-Zemplén | minor | 6492 | 1348320550
Putrajaya, Putrajaya, Malaysia | Putrajaya | Putrajaya | 2.914 | 101.7019 | Malaysia | MY | MYS | Putrajaya | admin | 67964 | 1458000206
Puttalam, North Western, Sri Lanka | Puttalam | Puttalam | 8.033 | 79.826 | Sri Lanka | LK | LKA | North Western |  | 45661 | 1144219740
Püttlingen, Saarland, Germany | Püttlingen | Puttlingen | 49.2833 | 6.8833 | Germany | DE | DEU | Saarland |  | 18510 | 1276328612
Puttūr, Andhra Pradesh, India | Puttūr | Puttur | 13.45 | 79.55 | India | IN | IND | Andhra Pradesh |  | 54092 | 1356396930
Putyvl’, Sums’ka Oblast’, Ukraine | Putyvl’ | Putyvl' | 51.3347 | 33.8686 | Ukraine | UA | UKR | Sums’ka Oblast’ | minor | 15778 | 1804280760
Puxi, Henan, China | Puxi | Puxi | 35.2125 | 114.735 | China | CN | CHN | Henan | minor | 809535 | 1156046618
Puyallup, Washington, United States | Puyallup | Puyallup | 47.1794 | -122.2902 | United States | US | USA | Washington |  | 42361 | 1840019859
Puyang, Henan, China | Puyang | Puyang | 35.7639 | 115.03 | China | CN | CHN | Henan | minor | 3580000 | 1156431924
Puyang Chengguanzhen, Henan, China | Puyang Chengguanzhen | Puyang Chengguanzhen | 35.7004 | 114.98 | China | CN | CHN | Henan | minor | 666322 | 1156103317
Puyo, Pastaza, Ecuador | Puyo | Puyo | -1.483 | -77.987 | Ecuador | EC | ECU | Pastaza | admin | 24881 | 1218537461
Pyapon, Ayeyawady, Burma | Pyapon | Pyapon | 16.2853 | 95.6786 | Burma | MM | MMR | Ayeyawady |  | 76741 | 1104170402
Pyatigorsk, Stavropol’skiy Kray, Russia | Pyatigorsk | Pyatigorsk | 44.0333 | 43.05 | Russia | RU | RUS | Stavropol’skiy Kray |  | 145836 | 1643815630
Pyay, Bago, Burma | Pyay | Pyay | 18.8165 | 95.2114 | Burma | MM | MMR | Bago |  | 135308 | 1104978348
Pyeongtaek, Gyeonggi, Korea, South | Pyeongtaek | Pyeongtaek | 36.9947 | 127.0889 | Korea, South | KR | KOR | Gyeonggi |  | 457873 | 1410641095
Pyetrykaw, Homyel’skaya Voblasts’, Belarus | Pyetrykaw | Pyetrykaw | 52.1333 | 28.5 | Belarus | BY | BLR | Homyel’skaya Voblasts’ | minor | 10000 | 1112852097
Pyhäjärvi, Pohjois-Pohjanmaa, Finland | Pyhäjärvi | Pyhajarvi | 63.6833 | 25.9833 | Finland | FI | FIN | Pohjois-Pohjanmaa |  | 5505 | 1246224367
Pyle, Bridgend, United Kingdom | Pyle | Pyle | 51.5291 | -3.6953 | United Kingdom | GB | GBR | Bridgend |  | 7405 | 1826080391
Pyongyang, P’yŏngyang, Korea, North | Pyongyang | Pyongyang | 39.03 | 125.73 | Korea, North | KP | PRK | P’yŏngyang | primary | 2863000 | 1408738594
Pyrford, Surrey, United Kingdom | Pyrford | Pyrford | 51.3146 | -0.5064 | United Kingdom | GB | GBR | Surrey |  | 5022 | 1826682377
Pýrgos, Dytikí Elláda, Greece | Pýrgos | Pyrgos | 37.6667 | 21.4333 | Greece | GR | GRC | Dytikí Elláda | minor | 24359 | 1300188949
Pyt’-Yakh, Khanty-Mansiyskiy Avtonomnyy Okrug-Yugra, Russia | Pyt’-Yakh | Pyt'-Yakh | 60.75 | 72.7833 | Russia | RU | RUS | Khanty-Mansiyskiy Avtonomnyy Okrug-Yugra |  | 41005 | 1643096120
Pytalovo, Pskovskaya Oblast’, Russia | Pytalovo | Pytalovo | 57.0667 | 27.9167 | Russia | RU | RUS | Pskovskaya Oblast’ |  | 5354 | 1643718643
Pyu, Bago, Burma | Pyu | Pyu | 18.4779 | 96.4379 | Burma | MM | MMR | Bago |  | 40386 | 1104518645
Q’vareli, K’akheti, Georgia | Q’vareli | Q'vareli | 41.95 | 45.8 | Georgia | GE | GEO | K’akheti |  | 7739 | 1268398914
Qā’em Shahr, Māzandarān, Iran | Qā’em Shahr | Qa'em Shahr | 36.4611 | 52.8606 | Iran | IR | IRN | Māzandarān |  | 204953 | 1364170406
Qaanaaq, Qaasuitsup, Greenland | Qaanaaq | Qaanaaq | 77.467 | -69.233 | Greenland | GL | GRL | Qaasuitsup |  | 678 | 1304094556
Qacha’s Nek, Qacha’s Nek, Lesotho | Qacha’s Nek | Qacha's Nek | -30.1153 | 28.6894 | Lesotho | LS | LSO | Qacha’s Nek | admin |  | 1426361264
Qadsayyā, Rīf Dimashq, Syria | Qadsayyā | Qadsayya | 33.5333 | 36.2167 | Syria | SY | SYR | Rīf Dimashq | minor | 33571 | 1760188872
Qahā, Al Qalyūbīyah, Egypt | Qahā | Qaha | 30.2833 | 31.2 | Egypt | EG | EGY | Al Qalyūbīyah |  | 26694 | 1818255123
Qahderījān, Eşfahān, Iran | Qahderījān | Qahderijan | 32.5767 | 51.455 | Iran | IR | IRN | Eşfahān |  | 30002 | 1364015114
Qal‘ah-ye Now, Bādghīs, Afghanistan | Qal‘ah-ye Now | Qal`ah-ye Now | 34.99 | 63.12 | Afghanistan | AF | AFG | Bādghīs | admin | 5340 | 1004947440
Qal‘ah-ye Zāl, Kunduz, Afghanistan | Qal‘ah-ye Zāl | Qal`ah-ye Zal | 37.015 | 68.4672 | Afghanistan | AF | AFG | Kunduz |  | 18000 | 1004481163
Qal‘at Bīshah, ‘Asīr, Saudi Arabia | Qal‘at Bīshah | Qal`at Bishah | 20.0087 | 42.5987 | Saudi Arabia | SA | SAU | ‘Asīr |  | 88291 | 1682202412
Qala, Qala, Malta | Qala | Qala | 36.0361 | 14.3094 | Malta | MT | MLT | Qala | admin |  | 1470520722
Qalāt, Zābul, Afghanistan | Qalāt | Qalat | 32.1061 | 66.9069 | Afghanistan | AF | AFG | Zābul | admin | 12191 | 1004016690
Qamdo, Tibet, China | Qamdo | Qamdo | 31.1375 | 97.1777 | China | CN | CHN | Tibet | minor | 598862 | 1156277802
Qamīnis, Banghāzī, Libya | Qamīnis | Qaminis | 31.6572 | 20.0144 | Libya | LY | LBY | Banghāzī |  | 5348 | 1434752325
Qapshaghay, Almaty, Kazakhstan | Qapshaghay | Qapshaghay | 43.8844 | 77.0687 | Kazakhstan | KZ | KAZ | Almaty |  | 42167 | 1398594098
Qaqortoq, Kujalleq, Greenland | Qaqortoq | Qaqortoq | 60.7167 | -46.0333 | Greenland | GL | GRL | Kujalleq | admin | 3093 | 1304746917
Qarabalyq, Qostanay, Kazakhstan | Qarabalyq | Qarabalyq | 53.7506 | 62.0502 | Kazakhstan | KZ | KAZ | Qostanay |  | 9838 | 1398254114
Qaraçuxur, Bakı, Azerbaijan | Qaraçuxur | Qaracuxur | 40.3969 | 49.9733 | Azerbaijan | AZ | AZE | Bakı |  | 85900 | 1031616606
Qaraghandy, Qaraghandy, Kazakhstan | Qaraghandy | Qaraghandy | 49.8 | 73.1167 | Kazakhstan | KZ | KAZ | Qaraghandy | admin | 501129 | 1398274508
Qarataū, Zhambyl, Kazakhstan | Qarataū | Qaratau | 43.1667 | 70.4667 | Kazakhstan | KZ | KAZ | Zhambyl |  | 28804 | 1398932329
Qarazhal, Qaraghandy, Kazakhstan | Qarazhal | Qarazhal | 48.0253 | 70.7999 | Kazakhstan | KZ | KAZ | Qaraghandy |  | 22170 | 1398149188
Qarchak, Tehrān, Iran | Qarchak | Qarchak | 35.4394 | 51.5689 | Iran | IR | IRN | Tehrān |  | 231075 | 1364173799
Qardho, Bari, Somalia | Qardho | Qardho | 9.5004 | 49.166 | Somalia | SO | SOM | Bari |  | 1341 | 1706405003
Qarqan, Xinjiang, China | Qarqan | Qarqan | 38.1338 | 85.5333 | China | CN | CHN | Xinjiang | minor | 32494 | 1156279285
Qarqaraly, Qaraghandy, Kazakhstan | Qarqaraly | Qarqaraly | 49.4249 | 75.4649 | Kazakhstan | KZ | KAZ | Qaraghandy |  | 8195 | 1398407379
Qarshi, Qashqadaryo, Uzbekistan | Qarshi | Qarshi | 38.8667 | 65.8 | Uzbekistan | UZ | UZB | Qashqadaryo | admin | 254600 | 1860343319
Qashyr, Pavlodar, Kazakhstan | Qashyr | Qashyr | 53.0804 | 76.09 | Kazakhstan | KZ | KAZ | Pavlodar |  | 8931 | 1398362078
Qasigiannguit, Qaasuitsup, Greenland | Qasigiannguit | Qasigiannguit | 68.8201 | -51.1932 | Greenland | GL | GRL | Qaasuitsup |  | 1803 | 1304001772
Qaskeleng, Almaty, Kazakhstan | Qaskeleng | Qaskeleng | 43.1983 | 76.6311 | Kazakhstan | KZ | KAZ | Almaty |  | 58418 | 1398296961
Qaşr al Farāfirah, Al Wādī al Jadīd, Egypt | Qaşr al Farāfirah | Qasr al Farafirah | 27.0671 | 27.9666 | Egypt | EG | EGY | Al Wādī al Jadīd |  | 5000 | 1818000020
Qaşr-e Shīrīn, Kermānshāh, Iran | Qaşr-e Shīrīn | Qasr-e Shirin | 34.5156 | 45.5792 | Iran | IR | IRN | Kermānshāh | minor | 11202 | 1364110689
Qatsrin, Northern, Israel | Qatsrin | Qatsrin | 32.9925 | 35.6906 | Israel | IL | ISR | Northern |  | 6913 | 1376000047
Qax, Qax, Azerbaijan | Qax | Qax | 41.4194 | 46.9181 | Azerbaijan | AZ | AZE | Qax | admin | 11415 | 1031852971
Qazaly, Qyzylorda, Kazakhstan | Qazaly | Qazaly | 45.7628 | 62.1075 | Kazakhstan | KZ | KAZ | Qyzylorda |  | 6582 | 1398983835
Qazax, Qazax, Azerbaijan | Qazax | Qazax | 41.0933 | 45.3661 | Azerbaijan | AZ | AZE | Qazax | admin | 28000 | 1031240282
Qazmalar, Qəbələ, Azerbaijan | Qazmalar | Qazmalar | 40.9814 | 47.8458 | Azerbaijan | AZ | AZE | Qəbələ |  | 11867 | 1031242200
Qazvīn, Qazvīn, Iran | Qazvīn | Qazvin | 36.2688 | 50.0041 | Iran | IR | IRN | Qazvīn | admin | 381598 | 1364073420
Qəbələ, Qəbələ, Azerbaijan | Qəbələ | Qabala | 40.9825 | 47.8491 | Azerbaijan | AZ | AZE | Qəbələ | admin |  | 1031787201
Qəzyan, Qubadlı, Azerbaijan | Qəzyan | Qazyan | 39.2015 | 46.415 | Azerbaijan | AZ | AZE | Qubadlı |  | 42288 | 1031867232
Qian’an, Hebei, China | Qian’an | Qian'an | 40.0059 | 118.6973 | China | CN | CHN | Hebei |  | 728160 | 1156315498
Qianzhou, Hunan, China | Qianzhou | Qianzhou | 28.3185 | 109.7318 | China | CN | CHN | Hunan | minor | 301000 | 1156103756
Qifţ, Qinā, Egypt | Qifţ | Qift | 26 | 32.8167 | Egypt | EG | EGY | Qinā |  | 22063 | 1818432841
Qinā, Qinā, Egypt | Qinā | Qina | 26.1667 | 32.7167 | Egypt | EG | EGY | Qinā | admin | 201191 | 1818868450
Qinbaling, Gansu, China | Qinbaling | Qinbaling | 35.7278 | 107.64 | China | CN | CHN | Gansu |  | 2500000 | 1156032582
Qincheng, Gansu, China | Qincheng | Qincheng | 34.5809 | 105.7311 | China | CN | CHN | Gansu | minor | 3400000 | 1156104017
Qing’an, Heilongjiang, China | Qing’an | Qing'an | 46.8719 | 127.5118 | China | CN | CHN | Heilongjiang | minor | 53206 | 1156233891
Qingdao, Shandong, China | Qingdao | Qingdao | 36.1167 | 120.4 | China | CN | CHN | Shandong | minor | 5775000 | 1156112588
Qinggang, Heilongjiang, China | Qinggang | Qinggang | 46.69 | 126.1 | China | CN | CHN | Heilongjiang | minor | 64182 | 1156115921
Qingnian, Shandong, China | Qingnian | Qingnian | 36.8494 | 115.7061 | China | CN | CHN | Shandong | minor | 760781 | 1156689964
Qingping, Henan, China | Qingping | Qingping | 34.538 | 113.3796 | China | CN | CHN | Henan | minor | 797200 | 1156033855
Qingyang, Fujian, China | Qingyang | Qingyang | 24.8141 | 118.5792 | China | CN | CHN | Fujian | minor | 2111000 | 1156273372
Qingyuan, Guangdong, China | Qingyuan | Qingyuan | 23.6842 | 113.0507 | China | CN | CHN | Guangdong | minor | 3874000 | 1156135890
Qingyuan, Guangxi, China | Qingyuan | Qingyuan | 24.5004 | 108.6667 | China | CN | CHN | Guangxi |  | 47062 | 1156899793
Qingzhen, Guizhou, China | Qingzhen | Qingzhen | 26.5555 | 106.4646 | China | CN | CHN | Guizhou |  | 467992 | 1156587033
Qingzhou, Shandong, China | Qingzhou | Qingzhou | 36.6967 | 118.4797 | China | CN | CHN | Shandong |  | 914047 | 1156874864
Qinhuangdao, Hebei, China | Qinhuangdao | Qinhuangdao | 39.9398 | 119.5881 | China | CN | CHN | Hebei |  | 2800000 | 1156091093
Qinzhou, Guangxi, China | Qinzhou | Qinzhou | 21.95 | 108.6167 | China | CN | CHN | Guangxi | minor | 3079721 | 1156106602
Qionghu, Hunan, China | Qionghu | Qionghu | 28.8417 | 112.3595 | China | CN | CHN | Hunan | minor | 667104 | 1156678111
Qiqihar, Heilongjiang, China | Qiqihar | Qiqihar | 47.3398 | 123.9512 | China | CN | CHN | Heilongjiang | minor | 5367003 | 1156775905
Qiryat Ata, Haifa, Israel | Qiryat Ata | Qiryat Ata | 32.8 | 35.1 | Israel | IL | ISR | Haifa |  | 55464 | 1376676929
Qiryat Bialik, Haifa, Israel | Qiryat Bialik | Qiryat Bialik | 32.8331 | 35.0664 | Israel | IL | ISR | Haifa |  | 39900 | 1376833983
Qiryat Gat, Southern, Israel | Qiryat Gat | Qiryat Gat | 31.6061 | 34.7717 | Israel | IL | ISR | Southern |  | 55000 | 1376511466
Qiryat Mal’akhi, Southern, Israel | Qiryat Mal’akhi | Qiryat Mal'akhi | 31.7333 | 34.75 | Israel | IL | ISR | Southern |  | 23100 | 1376662881
Qiryat Moẕqin, Haifa, Israel | Qiryat Moẕqin | Qiryat Mozqin | 32.8381 | 35.0794 | Israel | IL | ISR | Haifa |  | 40160 | 1376435231
Qiryat Ono, Tel Aviv, Israel | Qiryat Ono | Qiryat Ono | 32.0636 | 34.8553 | Israel | IL | ISR | Tel Aviv |  | 37791 | 1376929399
Qiryat Shemona, Northern, Israel | Qiryat Shemona | Qiryat Shemona | 33.2075 | 35.5697 | Israel | IL | ISR | Northern |  | 23076 | 1376248603
Qiryat Yam, Haifa, Israel | Qiryat Yam | Qiryat Yam | 32.8331 | 35.0664 | Israel | IL | ISR | Haifa |  | 40700 | 1376460777
Qitai, Inner Mongolia, China | Qitai | Qitai | 41.5494 | 113.5339 | China | CN | CHN | Inner Mongolia | minor | 18831 | 1156174797
Qıvraq, Kəngərli, Azerbaijan | Qıvraq | Qivraq | 39.3994 | 45.1151 | Azerbaijan | AZ | AZE | Kəngərli | admin |  | 1031050255
Qiziltepa, Navoiy, Uzbekistan | Qiziltepa | Qiziltepa | 40.0319 | 64.8492 | Uzbekistan | UZ | UZB | Navoiy |  | 9884 | 1860348538
Qo‘ng‘irot Shahri, Qoraqalpog‘iston, Uzbekistan | Qo‘ng‘irot Shahri | Qo`ng`irot Shahri | 43.0758 | 58.9067 | Uzbekistan | UZ | UZB | Qoraqalpog‘iston | minor | 70100 | 1860555381
Qo‘qon, Farg‘ona, Uzbekistan | Qo‘qon | Qo`qon | 40.5404 | 70.94 | Uzbekistan | UZ | UZB | Farg‘ona |  | 350000 | 1860403462
Qobustan, Qobustan, Azerbaijan | Qobustan | Qobustan | 40.5333 | 48.9333 | Azerbaijan | AZ | AZE | Qobustan | admin | 8100 | 1031385198
Qom, Qom, Iran | Qom | Qom | 34.6461 | 50.8789 | Iran | IR | IRN | Qom | admin | 1201158 | 1364701633
Qorasuv, Andijon, Uzbekistan | Qorasuv | Qorasuv | 40.7222 | 72.8872 | Uzbekistan | UZ | UZB | Andijon |  | 19454 | 1860791531
Qorday, Zhambyl, Kazakhstan | Qorday | Qorday | 43.0369 | 74.7114 | Kazakhstan | KZ | KAZ | Zhambyl |  | 27443 | 1398717423
Qormi, Qormi, Malta | Qormi | Qormi | 35.8794 | 14.4722 | Malta | MT | MLT | Qormi | admin | 16779 | 1470879234
Qostanay, Qostanay, Kazakhstan | Qostanay | Qostanay | 53.2144 | 63.6246 | Kazakhstan | KZ | KAZ | Qostanay | admin | 217135 | 1398455461
Qrendi, Qrendi, Malta | Qrendi | Qrendi | 35.8347 | 14.4583 | Malta | MT | MLT | Qrendi | admin |  | 1470797535
Quakenbrück, Lower Saxony, Germany | Quakenbrück | Quakenbruck | 52.6772 | 7.9575 | Germany | DE | DEU | Lower Saxony |  | 13500 | 1276336549
Quakers Hill, New South Wales, Australia | Quakers Hill | Quakers Hill | -33.7344 | 150.8789 | Australia | AU | AUS | New South Wales |  | 27080 | 1036046868
Quakertown, Pennsylvania, United States | Quakertown | Quakertown | 40.4398 | -75.3456 | United States | US | USA | Pennsylvania |  | 8784 | 1840001310
Qualicum Beach, British Columbia, Canada | Qualicum Beach | Qualicum Beach | 49.35 | -124.4333 | Canada | CA | CAN | British Columbia |  | 8943 | 1124822520
Quảng Hà, Quảng Nam, Vietnam | Quảng Hà | Quang Ha | 16.06 | 108.25 | Vietnam | VN | VNM | Quảng Nam |  | 1000000 | 1704966442
Quảng Ngãi, Quảng Ngãi, Vietnam | Quảng Ngãi | Quang Ngai | 15.1206 | 108.7922 | Vietnam | VN | VNM | Quảng Ngãi | admin | 260252 | 1704029499
Quảng Trị, Quảng Trị, Vietnam | Quảng Trị | Quang Tri | 16.7504 | 107.2 | Vietnam | VN | VNM | Quảng Trị |  | 72722 | 1704089491
Quantico Base, Virginia, United States | Quantico Base | Quantico Base | 38.5228 | -77.3187 | United States | US | USA | Virginia |  | 5213 | 1840073661
Quanzhou, Fujian, China | Quanzhou | Quanzhou | 24.9139 | 118.5858 | China | CN | CHN | Fujian | minor | 6480000 | 1156829655
Quaraí, Rio Grande do Sul, Brazil | Quaraí | Quarai | -30.3878 | -56.4508 | Brazil | BR | BRA | Rio Grande do Sul |  | 23021 | 1076203994
Quarrington, Lincolnshire, United Kingdom | Quarrington | Quarrington | 52.987 | -0.4304 | United Kingdom | GB | GBR | Lincolnshire |  | 7046 | 1826773379
Quarryville, Pennsylvania, United States | Quarryville | Quarryville | 39.8957 | -76.1617 | United States | US | USA | Pennsylvania |  | 7741 | 1840003726
Quarteira, Faro, Portugal | Quarteira | Quarteira | 37.0695 | -8.1006 | Portugal | PT | PRT | Faro |  | 16131 | 1620157848
Quartier Militaire, Moka, Mauritius | Quartier Militaire | Quartier Militaire | -20.25 | 57.55 | Mauritius | MU | MUS | Moka |  | 22745 | 1480030855
Quartz Hill, California, United States | Quartz Hill | Quartz Hill | 34.6527 | -118.2163 | United States | US | USA | California |  | 10164 | 1840019210
Quatá, São Paulo, Brazil | Quatá | Quata | -22.2475 | -50.6983 | Brazil | BR | BRA | São Paulo |  | 13702 | 1076183598
Quba, Quba, Azerbaijan | Quba | Quba | 41.3653 | 48.5264 | Azerbaijan | AZ | AZE | Quba | admin | 20791 | 1031078072
Qubadlı, Qubadlı, Azerbaijan | Qubadlı | Qubadli | 39.3439 | 46.5797 | Azerbaijan | AZ | AZE | Qubadlı | admin | 73 | 1031526251
Qūchān, Khorāsān-e Raẕavī, Iran | Qūchān | Quchan | 37.1118 | 58.5015 | Iran | IR | IRN | Khorāsān-e Raẕavī | minor | 145531 | 1364255116
Queanbeyan, New South Wales, Australia | Queanbeyan | Queanbeyan | -35.3533 | 149.2342 | Australia | AU | AUS | New South Wales |  | 36348 | 1036846465
Quebec City, Quebec, Canada | Quebec City | Quebec City | 46.8139 | -71.2081 | Canada | CA | CAN | Quebec |  | 705103 | 1124823933
Quedgeley, Gloucestershire, United Kingdom | Quedgeley | Quedgeley | 51.825 | -2.28 | United Kingdom | GB | GBR | Gloucestershire |  | 17519 | 1826737414
Quedlinburg, Saxony-Anhalt, Germany | Quedlinburg | Quedlinburg | 51.7917 | 11.1472 | Germany | DE | DEU | Saxony-Anhalt |  | 23989 | 1276672547
Queen Creek, Arizona, United States | Queen Creek | Queen Creek | 33.2386 | -111.6343 | United States | US | USA | Arizona |  | 50890 | 1840021944
Queens, New York, United States | Queens | Queens | 40.7498 | -73.7976 | United States | US | USA | New York |  | 2230722 | 1840034002
Queens, Nova Scotia, Canada | Queens | Queens | 44.0333 | -64.7167 | Canada | CA | CAN | Nova Scotia |  | 10307 | 1124001652
Queensbury, New York, United States | Queensbury | Queensbury | 43.3568 | -73.6765 | United States | US | USA | New York |  | 27525 | 1840058430
Queensbury, Calderdale, United Kingdom | Queensbury | Queensbury | 53.7683 | -1.8453 | United Kingdom | GB | GBR | Calderdale |  | 16273 | 1826557476
Queensferry, Edinburgh, City of, United Kingdom | Queensferry | Queensferry | 55.99 | -3.398 | United Kingdom | GB | GBR | Edinburgh, City of |  | 9026 | 1826335881
Queenstown, Eastern Cape, South Africa | Queenstown | Queenstown | -31.9 | 26.8833 | South Africa | ZA | ZAF | Eastern Cape |  | 105309 | 1710110028
Queenstown, Tasmania, Australia | Queenstown | Queenstown | -42.0667 | 145.55 | Australia | AU | AUS | Tasmania |  | 1790 | 1036082142
Quelimane, Zambézia, Mozambique | Quelimane | Quelimane | -17.8764 | 36.8872 | Mozambique | MZ | MOZ | Zambézia | admin | 192876 | 1508396687
Quellón, Los Lagos, Chile | Quellón | Quellon | -43.1201 | -73.6203 | Chile | CL | CHL | Los Lagos |  | 7029 | 1152502358
Queluz, Lisboa, Portugal | Queluz | Queluz | 38.7566 | -9.2545 | Portugal | PT | PRT | Lisboa |  | 78273 | 1620896457
Querétaro, Querétaro, Mexico | Querétaro | Queretaro | 20.5875 | -100.3928 | Mexico | MX | MEX | Querétaro | admin | 804663 | 1484604775
Querfurt, Saxony-Anhalt, Germany | Querfurt | Querfurt | 51.3833 | 11.6 | Germany | DE | DEU | Saxony-Anhalt |  | 10593 | 1276096185
Quesada, Alajuela, Costa Rica | Quesada | Quesada | 10.3305 | -84.44 | Costa Rica | CR | CRI | Alajuela |  | 31106 | 1188199888
Quesnel, British Columbia, Canada | Quesnel | Quesnel | 52.9784 | -122.4927 | Canada | CA | CAN | British Columbia |  | 9879 | 1124028015
Quetta, Balochistān, Pakistan | Quetta | Quetta | 30.192 | 67.007 | Pakistan | PK | PAK | Balochistān | admin | 1140000 | 1586556108
Quetzaltenango, Quetzaltenango, Guatemala | Quetzaltenango | Quetzaltenango | 14.8333 | -91.5167 | Guatemala | GT | GTM | Quetzaltenango | admin | 225000 | 1320083599
Quevedo, Los Ríos, Ecuador | Quevedo | Quevedo | -1.0333 | -79.45 | Ecuador | EC | ECU | Los Ríos |  | 150827 | 1218928435
Quezon City, Quezon, Philippines | Quezon City | Quezon City | 14.6333 | 121.0333 | Philippines | PH | PHL | Quezon | admin | 2936116 | 1608974097
Qufu, Shandong, China | Qufu | Qufu | 35.6 | 116.9833 | China | CN | CHN | Shandong |  | 640498 | 1156490037
Quibala, Kwanza Sul, Angola | Quibala | Quibala | -10.7296 | 14.98 | Angola | AO | AGO | Kwanza Sul |  | 8915 | 1024007950
Quibdó, Chocó, Colombia | Quibdó | Quibdo | 5.6923 | -76.6582 | Colombia | CO | COL | Chocó | admin | 130825 | 1170186734
Quíbor, Lara, Venezuela | Quíbor | Quibor | 9.9281 | -69.5778 | Venezuela | VE | VEN | Lara | minor | 110536 | 1862178539
Quickborn, Schleswig-Holstein, Germany | Quickborn | Quickborn | 53.7333 | 9.8972 | Germany | DE | DEU | Schleswig-Holstein |  | 21296 | 1276737039
Quiévrain, Wallonia, Belgium | Quiévrain | Quievrain | 50.4049 | 3.6829 | Belgium | BE | BEL | Wallonia |  | 6759 | 1056374664
Quiévrechain, Hauts-de-France, France | Quiévrechain | Quievrechain | 50.3953 | 3.6669 | France | FR | FRA | Hauts-de-France |  | 6366 | 1250408197
Quillacollo, Cochabamba, Bolivia | Quillacollo | Quillacollo | -17.3975 | -66.2817 | Bolivia | BO | BOL | Cochabamba |  | 137182 | 1068265899
Quillota, Valparaíso, Chile | Quillota | Quillota | -32.8799 | -71.2474 | Chile | CL | CHL | Valparaíso | minor | 90517 | 1152185579
Quilmes, Buenos Aires, Argentina | Quilmes | Quilmes | -34.7167 | -58.2667 | Argentina | AR | ARG | Buenos Aires | minor | 230810 | 1032880202
Quilon, Kerala, India | Quilon | Quilon | 8.8853 | 76.5864 | India | IN | IND | Kerala |  | 397419 | 1356304110
Quilpie, Queensland, Australia | Quilpie | Quilpie | -26.6161 | 144.2675 | Australia | AU | AUS | Queensland |  | 595 | 1036696232
Quilpué, Valparaíso, Chile | Quilpué | Quilpue | -33.0498 | -71.4415 | Chile | CL | CHL | Valparaíso | minor | 147991 | 1152063222
Quime, La Paz, Bolivia | Quime | Quime | -16.98 | -67.22 | Bolivia | BO | BOL | La Paz |  | 4045 | 1068690050
Quimper, Bretagne, France | Quimper | Quimper | 47.9967 | -4.0964 | France | FR | FRA | Bretagne | minor | 62985 | 1250490127
Quincy, Massachusetts, United States | Quincy | Quincy | 42.2516 | -71.0183 | United States | US | USA | Massachusetts |  | 94470 | 1840000461
Quincy, Illinois, United States | Quincy | Quincy | 39.9335 | -91.3799 | United States | US | USA | Illinois |  | 44466 | 1840009466
Quincy, Washington, United States | Quincy | Quincy | 47.2344 | -119.8531 | United States | US | USA | Washington |  | 8313 | 1840019818
Quincy, Florida, United States | Quincy | Quincy | 30.5659 | -84.5857 | United States | US | USA | Florida |  | 7957 | 1840015022
Quincy, Pennsylvania, United States | Quincy | Quincy | 39.8148 | -77.5493 | United States | US | USA | Pennsylvania |  | 5471 | 1840100936
Quinhámel, Biombo, Guinea-Bissau | Quinhámel | Quinhamel | 11.8869 | -15.8556 | Guinea-Bissau | GW | GNB | Biombo | admin | 42659 | 1624877378
Quintana, São Paulo, Brazil | Quintana | Quintana | -22.0725 | -50.3075 | Brazil | BR | BRA | São Paulo |  | 6437 | 1076808651
Quinte West, Ontario, Canada | Quinte West | Quinte West | 44.1833 | -77.5667 | Canada | CA | CAN | Ontario |  | 43577 | 1124001037
Quipungo, Huíla, Angola | Quipungo | Quipungo | -14.8295 | 14.55 | Angola | AO | AGO | Huíla |  | 186 | 1024929138
Quirihue, Biobío, Chile | Quirihue | Quirihue | -36.28 | -72.53 | Chile | CL | CHL | Biobío |  | 6529 | 1152146130
Quispamsis, New Brunswick, Canada | Quispamsis | Quispamsis | 45.4322 | -65.9462 | Canada | CA | CAN | New Brunswick |  | 18245 | 1124000379
Quito, Pichincha, Ecuador | Quito | Quito | -0.2186 | -78.5097 | Ecuador | EC | ECU | Pichincha | primary | 2011388 | 1218441993
Quivicán, Mayabeque, Cuba | Quivicán | Quivican | 22.8247 | -82.3558 | Cuba | CU | CUB | Mayabeque | minor | 29253 | 1192492613
Quixadá, Ceará, Brazil | Quixadá | Quixada | -4.9714 | -39.0153 | Brazil | BR | BRA | Ceará |  | 49328 | 1076173437
Qujing, Yunnan, China | Qujing | Qujing | 25.5102 | 103.8029 | China | CN | CHN | Yunnan |  | 5855055 | 1156747998
Qulan, Zhambyl, Kazakhstan | Qulan | Qulan | 42.9204 | 72.705 | Kazakhstan | KZ | KAZ | Zhambyl |  | 13128 | 1398525079
Qulsary, Atyraū, Kazakhstan | Qulsary | Qulsary | 46.9833 | 54.0165 | Kazakhstan | KZ | KAZ | Atyraū |  | 37103 | 1398141603
Qŭnghirot, Qoraqalpog‘iston, Uzbekistan | Qŭnghirot | Qunghirot | 43.0704 | 58.9 | Uzbekistan | UZ | UZB | Qoraqalpog‘iston |  | 57758 | 1860586828
Quorndon, Leicestershire, United Kingdom | Quorndon | Quorndon | 52.7428 | -1.17 | United Kingdom | GB | GBR | Leicestershire |  | 5177 | 1826805586
Qusar, Qusar, Azerbaijan | Qusar | Qusar | 41.4219 | 48.4214 | Azerbaijan | AZ | AZE | Qusar | admin | 14230 | 1031059559
Qusmuryn, Qostanay, Kazakhstan | Qusmuryn | Qusmuryn | 52.458 | 64.6 | Kazakhstan | KZ | KAZ | Qostanay |  | 8049 | 1398335766
Quthing, Quthing, Lesotho | Quthing | Quthing | -30.4001 | 27.7002 | Lesotho | LS | LSO | Quthing | admin | 15000 | 1426618526
Quy Nhơn, Bình Định, Vietnam | Quy Nhơn | Quy Nhon | 13.7765 | 109.2237 | Vietnam | VN | VNM | Bình Định | admin | 311000 | 1704056461
Quzhou, Zhejiang, China | Quzhou | Quzhou | 28.9545 | 118.8763 | China | CN | CHN | Zhejiang |  | 2185000 | 1156180376
Qyzylorda, Qyzylorda, Kazakhstan | Qyzylorda | Qyzylorda | 44.8479 | 65.4999 | Kazakhstan | KZ | KAZ | Qyzylorda |  | 200900 | 1398248334
Ra‘ananna, Central, Israel | Ra‘ananna | Ra`ananna | 32.1833 | 34.8667 | Israel | IL | ISR | Central |  | 74000 | 1376791991
Ra’s al ‘Ayn, Al Ḩasakah, Syria | Ra’s al ‘Ayn | Ra's al `Ayn | 36.8503 | 40.0706 | Syria | SY | SYR | Al Ḩasakah | minor | 29347 | 1760030804
Ra’s al Khaymah, Ra’s al Khaymah, United Arab Emirates | Ra’s al Khaymah | Ra's al Khaymah | 25.7915 | 55.9428 | United Arab Emirates | AE | ARE | Ra’s al Khaymah | admin | 160849 | 1784053892
Ra’s Ghārib, Al Baḩr al Aḩmar, Egypt | Ra’s Ghārib | Ra's Gharib | 28.3597 | 33.0775 | Egypt | EG | EGY | Al Baḩr al Aḩmar |  | 32318 | 1818526915
Raahe, Pohjois-Pohjanmaa, Finland | Raahe | Raahe | 64.6847 | 24.4792 | Finland | FI | FIN | Pohjois-Pohjanmaa | minor | 25165 | 1246712185
Raba, Nusa Tenggara Barat, Indonesia | Raba | Raba | -8.4614 | 118.747 | Indonesia | ID | IDN | Nusa Tenggara Barat | minor | 106101 | 1360014952
Rabak, White Nile, Sudan | Rabak | Rabak | 13.188 | 32.7437 | Sudan | SD | SDN | White Nile | admin |  | 1729452233
Rabat, Rabat-Salé-Kénitra, Morocco | Rabat | Rabat | 34.0253 | -6.8361 | Morocco | MA | MAR | Rabat-Salé-Kénitra | primary | 1628000 | 1504023252
Rabat, Rabat, Malta | Rabat | Rabat | 35.8822 | 14.3981 | Malta | MT | MLT | Rabat | admin |  | 1470262687
Rabaul, East New Britain, Papua New Guinea | Rabaul | Rabaul | -4.1981 | 152.1681 | Papua New Guinea | PG | PNG | East New Britain |  | 7024 | 1598973225
Rača, Rača, Serbia | Rača | Raca | 44.2333 | 20.9833 | Serbia | RS | SRB | Rača | admin |  | 1688403125
Răcari, Dâmboviţa, Romania | Răcari | Racari | 44.6333 | 25.7333 | Romania | RO | ROU | Dâmboviţa |  | 6930 | 1642271241
Rače, Rače-Fram, Slovenia | Rače | Race | 46.4519 | 15.6814 | Slovenia | SI | SVN | Rače-Fram | admin |  | 1705643433
Raceland, Louisiana, United States | Raceland | Raceland | 29.7282 | -90.6362 | United States | US | USA | Louisiana |  | 10686 | 1840014027
Rạch Giá, Kiến Giang, Vietnam | Rạch Giá | Rach Gia | 10.0125 | 105.0808 | Vietnam | VN | VNM | Kiến Giang | admin | 250660 | 1704872008
Racine, Wisconsin, United States | Racine | Racine | 42.7274 | -87.8135 | United States | US | USA | Wisconsin |  | 130142 | 1840002493
Ráckeve, Pest, Hungary | Ráckeve | Rackeve | 47.1608 | 18.9456 | Hungary | HU | HUN | Pest | minor | 10605 | 1348331289
Radā‘, Al Bayḑā’, Yemen | Radā‘ | Rada` | 14.4295 | 44.8341 | Yemen | YE | YEM | Al Bayḑā’ | minor | 45233 | 1887090855
Radcliff, Kentucky, United States | Radcliff | Radcliff | 37.8206 | -85.9366 | United States | US | USA | Kentucky |  | 22914 | 1840014329
Radcliffe, Bury, United Kingdom | Radcliffe | Radcliffe | 53.5615 | -2.3268 | United Kingdom | GB | GBR | Bury |  | 29950 | 1826622636
Radcliffe on Trent, Nottinghamshire, United Kingdom | Radcliffe on Trent | Radcliffe on Trent | 52.947 | -1.04 | United Kingdom | GB | GBR | Nottinghamshire |  | 8205 | 1826826336
Radeberg, Saxony, Germany | Radeberg | Radeberg | 51.1167 | 13.9167 | Germany | DE | DEU | Saxony |  | 18463 | 1276815602
Radebeul, Saxony, Germany | Radebeul | Radebeul | 51.1033 | 13.67 | Germany | DE | DEU | Saxony |  | 34008 | 1276277969
Radeburg, Saxony, Germany | Radeburg | Radeburg | 51.2125 | 13.7256 | Germany | DE | DEU | Saxony |  | 7325 | 1276619918
Radeče, Radeče, Slovenia | Radeče | Radece | 46.0659 | 15.1729 | Slovenia | SI | SVN | Radeče | admin |  | 1705420341
Radenci, Radenci, Slovenia | Radenci | Radenci | 46.6472 | 16.0442 | Slovenia | SI | SVN | Radenci | admin |  | 1705609332
Radenthein, Kärnten, Austria | Radenthein | Radenthein | 46.8 | 13.7 | Austria | AT | AUT | Kärnten |  | 5831 | 1040391967
Radevormwald, North Rhine-Westphalia, Germany | Radevormwald | Radevormwald | 51.2 | 7.35 | Germany | DE | DEU | North Rhine-Westphalia |  | 22107 | 1276941483
Radford, Virginia, United States | Radford | Radford | 37.1229 | -80.5587 | United States | US | USA | Virginia |  | 18249 | 1840003864
Radlett, Hertfordshire, United Kingdom | Radlett | Radlett | 51.685 | -0.318 | United Kingdom | GB | GBR | Hertfordshire |  | 8024 | 1826850069
Radlje ob Dravi, Radlje ob Dravi, Slovenia | Radlje ob Dravi | Radlje ob Dravi | 46.6149 | 15.2226 | Slovenia | SI | SVN | Radlje ob Dravi | admin |  | 1705478193
Radnevo, Stara Zagora, Bulgaria | Radnevo | Radnevo | 42.2886 | 25.9336 | Bulgaria | BG | BGR | Stara Zagora |  | 13554 | 1100743312
Radnor, Pennsylvania, United States | Radnor | Radnor | 40.0287 | -75.3675 | United States | US | USA | Pennsylvania |  | 31743 | 1840152846
Radolfzell am Bodensee, Baden-Württemberg, Germany | Radolfzell am Bodensee | Radolfzell am Bodensee | 47.7369 | 8.9697 | Germany | DE | DEU | Baden-Württemberg |  | 31203 | 1276934854
Radom, Mazowieckie, Poland | Radom | Radom | 51.4036 | 21.1567 | Poland | PL | POL | Mazowieckie | minor | 219703 | 1616327727
Radomir, Pernik, Bulgaria | Radomir | Radomir | 42.5467 | 22.9642 | Bulgaria | BG | BGR | Pernik |  | 14880 | 1100594345
Radomyshl, Zhytomyrs’ka Oblast’, Ukraine | Radomyshl | Radomyshl | 50.4947 | 29.2333 | Ukraine | UA | UKR | Zhytomyrs’ka Oblast’ | minor | 14607 | 1804242306
Radoviš, Radoviš, Macedonia | Radoviš | Radovis | 41.6381 | 22.4644 | Macedonia | MK | MKD | Radoviš | admin | 16223 | 1807341711
Radovljica, Radovljica, Slovenia | Radovljica | Radovljica | 46.3444 | 14.1744 | Slovenia | SI | SVN | Radovljica | admin |  | 1705488511
Radstock, Bath and North East Somerset, United Kingdom | Radstock | Radstock | 51.293 | -2.448 | United Kingdom | GB | GBR | Bath and North East Somerset |  | 5620 | 1826100157
Radviliškis, Radviliškis, Lithuania | Radviliškis | Radviliskis | 55.8 | 23.55 | Lithuania | LT | LTU | Radviliškis | admin | 15275 | 1440712589
Radyvyliv, Rivnens’ka Oblast’, Ukraine | Radyvyliv | Radyvyliv | 50.1333 | 25.25 | Ukraine | UA | UKR | Rivnens’ka Oblast’ | minor | 10190 | 1804330249
Rafael Calzada, Buenos Aires, Argentina | Rafael Calzada | Rafael Calzada | -34.7833 | -58.3667 | Argentina | AR | ARG | Buenos Aires |  | 57351 | 1032898708
Rafael Castillo, Buenos Aires, Argentina | Rafael Castillo | Rafael Castillo | -34.7167 | -58.6167 | Argentina | AR | ARG | Buenos Aires |  | 147965 | 1032812310
Rafaela, Santa Fe, Argentina | Rafaela | Rafaela | -31.2667 | -61.4833 | Argentina | AR | ARG | Santa Fe | minor | 92945 | 1032181625
Rafard, São Paulo, Brazil | Rafard | Rafard | -23.0117 | -47.5269 | Brazil | BR | BRA | São Paulo |  | 9004 | 1076001121
Rafḩā, Al Ḩudūd ash Shamālīyah, Saudi Arabia | Rafḩā | Rafha | 29.6202 | 43.4948 | Saudi Arabia | SA | SAU | Al Ḩudūd ash Shamālīyah |  | 64755 | 1682612877
Rafsanjān, Kermān, Iran | Rafsanjān | Rafsanjan | 30.4 | 56 | Iran | IR | IRN | Kermān | minor | 161909 | 1364354751
Ragana, Krimuldas Novads, Latvia | Ragana | Ragana | 57.1821 | 24.7056 | Latvia | LV | LVA | Krimuldas Novads | admin |  | 1428990628
Ragusa, Sicilia, Italy | Ragusa | Ragusa | 36.93 | 14.73 | Italy | IT | ITA | Sicilia | minor | 68956 | 1380117871
Rahat, Southern, Israel | Rahat | Rahat | 31.3925 | 34.7544 | Israel | IL | ISR | Southern |  | 64462 | 1376207828
Rahden, North Rhine-Westphalia, Germany | Rahden | Rahden | 52.4167 | 8.6167 | Germany | DE | DEU | North Rhine-Westphalia |  | 15441 | 1276217000
Rahimyar Khan, Punjab, Pakistan | Rahimyar Khan | Rahimyar Khan | 28.4202 | 70.2952 | Pakistan | PK | PAK | Punjab |  | 353203 | 1586136399
Rahovec, Rahovec, Kosovo | Rahovec | Rahovec | 42.3994 | 20.6547 | Kosovo | XK | XKS | Rahovec | admin | 56208 | 1901336358
Rahway, New Jersey, United States | Rahway | Rahway | 40.6077 | -74.2807 | United States | US | USA | New Jersey |  | 29895 | 1840001091
Rāichūr, Karnātaka, India | Rāichūr | Raichur | 16.2104 | 77.355 | India | IN | IND | Karnātaka |  | 255240 | 1356217280
Rāiganj, West Bengal, India | Rāiganj | Raiganj | 25.6167 | 88.1167 | India | IN | IND | West Bengal |  | 183612 | 1356159126
Rain, Bavaria, Germany | Rain | Rain | 48.6833 | 10.9167 | Germany | DE | DEU | Bavaria |  | 8836 | 1276518985
Rainbow City, Alabama, United States | Rainbow City | Rainbow City | 33.9337 | -86.0922 | United States | US | USA | Alabama |  | 9611 | 1840014732
Rainford, St. Helens, United Kingdom | Rainford | Rainford | 53.503 | -2.783 | United Kingdom | GB | GBR | St. Helens |  | 7779 | 1826728148
Rainham, Medway, United Kingdom | Rainham | Rainham | 51.36 | 0.61 | United Kingdom | GB | GBR | Medway |  | 25000 | 1826039806
Rainhill, St. Helens, United Kingdom | Rainhill | Rainhill | 53.4157 | -2.7625 | United Kingdom | GB | GBR | St. Helens |  | 10853 | 1826589564
Rainsville, Alabama, United States | Rainsville | Rainsville | 34.4939 | -85.8435 | United States | US | USA | Alabama |  | 5123 | 1840014658
Rainworth, Nottinghamshire, United Kingdom | Rainworth | Rainworth | 53.1197 | -1.1235 | United Kingdom | GB | GBR | Nottinghamshire |  | 7821 | 1826171227
Raipur, Chhattīsgarh, India | Raipur | Raipur | 21.2379 | 81.6337 | India | IN | IND | Chhattīsgarh | admin | 1010087 | 1356374983
Raisio, Varsinais-Suomi, Finland | Raisio | Raisio | 60.4861 | 22.1694 | Finland | FI | FIN | Varsinais-Suomi | minor | 24290 | 1246206941
Rājahmundry, Andhra Pradesh, India | Rājahmundry | Rajahmundry | 16.9833 | 81.7833 | India | IN | IND | Andhra Pradesh |  | 341831 | 1356831716
Rajaori, Jammu and Kashmīr, India | Rajaori | Rajaori | 33.38 | 74.3 | India | IN | IND | Jammu and Kashmīr |  | 41552 | 1356109150
Rājapālaiyam, Tamil Nādu, India | Rājapālaiyam | Rajapalaiyam | 9.4204 | 77.58 | India | IN | IND | Tamil Nādu |  | 369991 | 1356110350
Rajec, Žilinský, Slovakia | Rajec | Rajec | 49.0833 | 18.6333 | Slovakia | SK | SVK | Žilinský |  | 5816 | 1703980916
Rājgīr, Bihār, India | Rājgīr | Rajgir | 25.03 | 85.42 | India | IN | IND | Bihār |  | 41587 | 1356823690
Rajin, Nasŏn, Korea, North | Rajin | Rajin | 42.3444 | 130.3844 | Korea, North | KP | PRK | Nasŏn | admin | 196954 | 1408449973
Rājkot, Gujarāt, India | Rājkot | Rajkot | 22.2969 | 70.7984 | India | IN | IND | Gujarāt |  | 1335397 | 1356317190
Rājmahal, West Bengal, India | Rājmahal | Rajmahal | 25.05 | 87.84 | India | IN | IND | West Bengal |  | 17974 | 1356144679
Rājshāhi, Rājshāhi, Bangladesh | Rājshāhi | Rajshahi | 24.3667 | 88.6 | Bangladesh | BD | BGD | Rājshāhi | admin | 448087 | 1050547831
Rakai, Rakai, Uganda | Rakai | Rakai | -0.72 | 31.4839 | Uganda | UG | UGA | Rakai | admin |  | 1800039440
Rakhiv, Zakarpats’ka Oblast’, Ukraine | Rakhiv | Rakhiv | 48.05 | 24.2167 | Ukraine | UA | UKR | Zakarpats’ka Oblast’ | minor | 15621 | 1804590257
Rakitovo, Pazardzhik, Bulgaria | Rakitovo | Rakitovo | 41.99 | 24.0872 | Bulgaria | BG | BGR | Pazardzhik | minor | 8977 | 1100370778
Rakovník, Středočeský Kraj, Czechia | Rakovník | Rakovnik | 50.1038 | 13.7335 | Czechia | CZ | CZE | Středočeský Kraj |  | 15709 | 1203062806
Rakovski, Plovdiv, Bulgaria | Rakovski | Rakovski | 42.2875 | 24.9678 | Bulgaria | BG | BGR | Plovdiv |  | 16731 | 1100163147
Rakvere, Lääne-Virumaa, Estonia | Rakvere | Rakvere | 59.3506 | 26.3611 | Estonia | EE | EST | Lääne-Virumaa | admin | 15189 | 1233049348
Raleigh, North Carolina, United States | Raleigh | Raleigh | 35.8325 | -78.6435 | United States | US | USA | North Carolina | admin | 1038738 | 1840014497
Raleigh Hills, Oregon, United States | Raleigh Hills | Raleigh Hills | 45.4852 | -122.7567 | United States | US | USA | Oregon |  | 5892 | 1840034810
Ralston, Nebraska, United States | Ralston | Ralston | 41.2005 | -96.0354 | United States | US | USA | Nebraska |  | 7273 | 1840009316
Ramapo, New York, United States | Ramapo | Ramapo | 41.1404 | -74.1072 | United States | US | USA | New York |  | 134571 | 1840058431
Ramara, Ontario, Canada | Ramara | Ramara | 44.6333 | -79.2167 | Canada | CA | CAN | Ontario |  | 9488 | 1124000641
Ramat Gan, Tel Aviv, Israel | Ramat Gan | Ramat Gan | 32.0833 | 34.8167 | Israel | IL | ISR | Tel Aviv |  | 152596 | 1376357911
Ramat HaSharon, Tel Aviv, Israel | Ramat HaSharon | Ramat HaSharon | 32.1461 | 34.8394 | Israel | IL | ISR | Tel Aviv |  | 46700 | 1376215427
Ramblewood, New Jersey, United States | Ramblewood | Ramblewood | 39.9322 | -74.9527 | United States | US | USA | New Jersey |  | 5765 | 1840033392
Rambouillet, Île-de-France, France | Rambouillet | Rambouillet | 48.6444 | 1.8308 | France | FR | FRA | Île-de-France | minor | 26736 | 1250752872
Rāmechhāp, Janakpur, Nepal | Rāmechhāp | Ramechhap | 27.326 | 86.087 | Nepal | NP | NPL | Janakpur |  | 15000 | 1524628973
Ramenskoye, Moskovskaya Oblast’, Russia | Ramenskoye | Ramenskoye | 55.5669 | 38.2303 | Russia | RU | RUS | Moskovskaya Oblast’ |  | 116077 | 1643438526
Rāmeswaram, Tamil Nādu, India | Rāmeswaram | Rameswaram | 9.28 | 79.3 | India | IN | IND | Tamil Nādu |  | 44856 | 1356465756
Rāmgundam, Telangana, India | Rāmgundam | Ramgundam | 18.8 | 79.45 | India | IN | IND | Telangana |  | 242979 | 1356590864
Rāmhormoz, Khūzestān, Iran | Rāmhormoz | Ramhormoz | 31.2783 | 49.6064 | Iran | IR | IRN | Khūzestān | minor | 49822 | 1364637975
Ramla, Central, Israel | Ramla | Ramla | 31.9318 | 34.8736 | Israel | IL | ISR | Central | admin | 75500 | 1376321361
Râmnicu Vâlcea, Vâlcea, Romania | Râmnicu Vâlcea | Ramnicu Valcea | 45.1047 | 24.3756 | Romania | RO | ROU | Vâlcea | admin | 98776 | 1642348361
Ramona, California, United States | Ramona | Ramona | 33.0474 | -116.8767 | United States | US | USA | California |  | 20260 | 1840019346
Ramos Arizpe, Coahuila de Zaragoza, Mexico | Ramos Arizpe | Ramos Arizpe | 25.55 | -100.9667 | Mexico | MX | MEX | Coahuila de Zaragoza | minor | 48228 | 1484685820
Ramos Mejía, Buenos Aires, Argentina | Ramos Mejía | Ramos Mejia | -34.65 | -58.5667 | Argentina | AR | ARG | Buenos Aires |  | 120346 | 1032425368
Ramotswa, South East, Botswana | Ramotswa | Ramotswa | -24.8667 | 25.8167 | Botswana | BW | BWA | South East | admin |  | 1072070629
Rāmpur, Uttar Pradesh, India | Rāmpur | Rampur | 28.8154 | 79.025 | India | IN | IND | Uttar Pradesh |  | 296418 | 1356666569
Ramsbottom, Bury, United Kingdom | Ramsbottom | Ramsbottom | 53.6484 | -2.3169 | United Kingdom | GB | GBR | Bury |  | 17872 | 1826959328
Ramsey, Minnesota, United States | Ramsey | Ramsey | 45.2617 | -93.4494 | United States | US | USA | Minnesota |  | 27721 | 1840008904
Ramsey, New Jersey, United States | Ramsey | Ramsey | 41.0595 | -74.1454 | United States | US | USA | New Jersey |  | 14884 | 1840000896
Ramsey, Cambridgeshire, United Kingdom | Ramsey | Ramsey | 52.45 | -0.12 | United Kingdom | GB | GBR | Cambridgeshire |  | 8479 | 1826625567
Ramsgate, Kent, United Kingdom | Ramsgate | Ramsgate | 51.336 | 1.416 | United Kingdom | GB | GBR | Kent |  | 40408 | 1826278899
Ramstein-Miesenbach, Rhineland-Palatinate, Germany | Ramstein-Miesenbach | Ramstein-Miesenbach | 49.4461 | 7.5547 | Germany | DE | DEU | Rhineland-Palatinate |  | 7876 | 1276693089
Ramtown, New Jersey, United States | Ramtown | Ramtown | 40.1144 | -74.1492 | United States | US | USA | New Jersey |  | 6076 | 1840033393
Rancagua, Libertador General Bernardo O’Higgins, Chile | Rancagua | Rancagua | -34.1654 | -70.7398 | Chile | CL | CHL | Libertador General Bernardo O’Higgins | admin | 231370 | 1152672356
Rancharia, São Paulo, Brazil | Rancharia | Rancharia | -22.2289 | -50.8928 | Brazil | BR | BRA | São Paulo |  | 29778 | 1076007180
Ranchettes, Wyoming, United States | Ranchettes | Ranchettes | 41.2186 | -104.7729 | United States | US | USA | Wyoming |  | 6097 | 1840038441
Rānchi, Jharkhand, India | Rānchi | Ranchi | 23.3556 | 85.3347 | India | IN | IND | Jharkhand | admin | 1073440 | 1356110588
Rancho Calaveras, California, United States | Rancho Calaveras | Rancho Calaveras | 38.1248 | -120.857 | United States | US | USA | California |  | 7035 | 1840018867
Rancho Cordova, California, United States | Rancho Cordova | Rancho Cordova | 38.574 | -121.2523 | United States | US | USA | California |  | 75087 | 1840020248
Rancho Cucamonga, California, United States | Rancho Cucamonga | Rancho Cucamonga | 34.1248 | -117.5666 | United States | US | USA | California |  | 177603 | 1840020411
Rancho Mirage, California, United States | Rancho Mirage | Rancho Mirage | 33.7634 | -116.4271 | United States | US | USA | California |  | 18528 | 1840020558
Rancho Murieta, California, United States | Rancho Murieta | Rancho Murieta | 38.5085 | -121.0716 | United States | US | USA | California |  | 5603 | 1840028329
Rancho Palos Verdes, California, United States | Rancho Palos Verdes | Rancho Palos Verdes | 33.7554 | -118.3637 | United States | US | USA | California |  | 41530 | 1840020508
Rancho San Diego, California, United States | Rancho San Diego | Rancho San Diego | 32.7624 | -116.9197 | United States | US | USA | California |  | 21289 | 1840019347
Rancho Santa Margarita, California, United States | Rancho Santa Margarita | Rancho Santa Margarita | 33.6318 | -117.5989 | United States | US | USA | California |  | 47896 | 1840020584
Randallstown, Maryland, United States | Randallstown | Randallstown | 39.3723 | -76.8024 | United States | US | USA | Maryland |  | 34897 | 1840005688
Randburg, Gauteng, South Africa | Randburg | Randburg | -26.0936 | 28.0064 | South Africa | ZA | ZAF | Gauteng |  | 337053 | 1710279034
Randolph, Massachusetts, United States | Randolph | Randolph | 42.1778 | -71.0539 | United States | US | USA | Massachusetts |  | 34362 | 1840004675
Randolph, New Jersey, United States | Randolph | Randolph | 40.8434 | -74.5818 | United States | US | USA | New Jersey |  | 25651 | 1840081731
Rangoon, Yangon, Burma | Rangoon | Rangoon | 16.8 | 96.15 | Burma | MM | MMR | Yangon | primary | 5430000 | 1104616656
Rangpur, Rangpur, Bangladesh | Rangpur | Rangpur | 25.75 | 89.25 | Bangladesh | BD | BGD | Rangpur | admin | 294265 | 1050667437
Ranillug, Ranillug, Kosovo | Ranillug | Ranillug | 42.492 | 21.559 | Kosovo | XK | XKS | Ranillug | admin | 5800 | 1901029901
Rankovce, Rankovce, Macedonia | Rankovce | Rankovce | 42.1686 | 22.1166 | Macedonia | MK | MKD | Rankovce | admin |  | 1807575395
Ranong, Ranong, Thailand | Ranong | Ranong | 9.9619 | 98.6389 | Thailand | TH | THA | Ranong | admin | 16125 | 1764623795
Ransbach-Baumbach, Rhineland-Palatinate, Germany | Ransbach-Baumbach | Ransbach-Baumbach | 50.4661 | 7.7253 | Germany | DE | DEU | Rhineland-Palatinate |  | 7715 | 1276056129
Ranson, West Virginia, United States | Ranson | Ranson | 39.325 | -77.8666 | United States | US | USA | West Virginia |  | 5239 | 1840038308
Rantepao, Sulawesi Selatan, Indonesia | Rantepao | Rantepao | -2.969 | 119.9 | Indonesia | ID | IDN | Sulawesi Selatan | minor | 43123 | 1360797389
Rantoul, Illinois, United States | Rantoul | Rantoul | 40.3031 | -88.1549 | United States | US | USA | Illinois |  | 13584 | 1840012227
Rapho, Pennsylvania, United States | Rapho | Rapho | 40.1576 | -76.458 | United States | US | USA | Pennsylvania |  | 11839 | 1840142495
Rapid City, South Dakota, United States | Rapid City | Rapid City | 44.0716 | -103.2204 | United States | US | USA | South Dakota |  | 92664 | 1840002180
Rapid Valley, South Dakota, United States | Rapid Valley | Rapid Valley | 44.0674 | -103.1223 | United States | US | USA | South Dakota |  | 9475 | 1840004098
Rapla, Raplamaa, Estonia | Rapla | Rapla | 58.9944 | 24.8011 | Estonia | EE | EST | Raplamaa | admin | 5069 | 1233013333
Rapperswil-Jona, Sankt Gallen, Switzerland | Rapperswil-Jona | Rapperswil-Jona | 47.2286 | 8.8317 | Switzerland | CH | CHE | Sankt Gallen | minor | 26989 | 1756219797
Raritan, New Jersey, United States | Raritan | Raritan | 40.507 | -74.8662 | United States | US | USA | New Jersey |  | 22063 | 1840143543
Ras Kebdana, Oriental, Morocco | Ras Kebdana | Ras Kebdana | 35.1333 | -2.4167 | Morocco | MA | MAR | Oriental |  | 7580 | 1504603676
Rasdhoo, Ari Atholhu Uthuruburi, Maldives | Rasdhoo | Rasdhoo | 4.2631 | 72.9919 | Maldives | MV | MDV | Ari Atholhu Uthuruburi | admin |  | 1462000003
Raseiniai, Raseiniai, Lithuania | Raseiniai | Raseiniai | 55.3797 | 23.1239 | Lithuania | LT | LTU | Raseiniai | admin |  | 1440481520
Rasht, Gīlān, Iran | Rasht | Rasht | 37.2833 | 49.6 | Iran | IR | IRN | Gīlān | admin | 639951 | 1364630382
Raška, Raška, Serbia | Raška | Raska | 43.2856 | 20.6092 | Serbia | RS | SRB | Raška | admin |  | 1688129790
Râşnov, Braşov, Romania | Râşnov | Rasnov | 45.5931 | 25.4603 | Romania | RO | ROU | Braşov |  | 15022 | 1642579613
Rasskazovo, Tambovskaya Oblast’, Russia | Rasskazovo | Rasskazovo | 52.6667 | 41.8833 | Russia | RU | RUS | Tambovskaya Oblast’ |  | 43758 | 1643014647
Rastatt, Baden-Württemberg, Germany | Rastatt | Rastatt | 48.8572 | 8.2031 | Germany | DE | DEU | Baden-Württemberg | minor | 49783 | 1276684629
Ratchaburi, Ratchaburi, Thailand | Ratchaburi | Ratchaburi | 13.5367 | 99.8169 | Thailand | TH | THA | Ratchaburi | admin | 36339 | 1764773366
Rathdrum, Idaho, United States | Rathdrum | Rathdrum | 47.7995 | -116.8908 | United States | US | USA | Idaho |  | 8764 | 1840019812
Rathenow, Brandenburg, Germany | Rathenow | Rathenow | 52.6 | 12.3333 | Germany | DE | DEU | Brandenburg | minor | 24309 | 1276833446
Ratingen, North Rhine-Westphalia, Germany | Ratingen | Ratingen | 51.3 | 6.85 | Germany | DE | DEU | North Rhine-Westphalia |  | 87297 | 1276005433
Ratlām, Madhya Pradesh, India | Ratlām | Ratlam | 23.3167 | 75.0667 | India | IN | IND | Madhya Pradesh |  | 273892 | 1356241663
Ratnapura, Sabaragamuwa, Sri Lanka | Ratnapura | Ratnapura | 6.693 | 80.386 | Sri Lanka | LK | LKA | Sabaragamuwa | admin | 47832 | 1144739208
Raton, New Mexico, United States | Raton | Raton | 36.8849 | -104.4396 | United States | US | USA | New Mexico |  | 5650 | 1840020353
Ratzeburg, Schleswig-Holstein, Germany | Ratzeburg | Ratzeburg | 53.7017 | 10.7567 | Germany | DE | DEU | Schleswig-Holstein | minor | 14652 | 1276258916
Raub, Pahang, Malaysia | Raub | Raub | 3.7931 | 101.8569 | Malaysia | MY | MYS | Pahang |  | 40024 | 1458881822
Rauenberg, Baden-Württemberg, Germany | Rauenberg | Rauenberg | 49.2678 | 8.7036 | Germany | DE | DEU | Baden-Württemberg |  | 8693 | 1276997920
Rauma, Satakunta, Finland | Rauma | Rauma | 61.1167 | 21.5 | Finland | FI | FIN | Satakunta | minor | 39809 | 1246262958
Rauna, Raunas Novads, Latvia | Rauna | Rauna | 57.3337 | 25.6085 | Latvia | LV | LVA | Raunas Novads | admin |  | 1428987270
Raunds, Northamptonshire, United Kingdom | Raunds | Raunds | 52.345 | -0.537 | United Kingdom | GB | GBR | Northamptonshire |  | 8641 | 1826048317
Raunheim, Hesse, Germany | Raunheim | Raunheim | 50.0097 | 8.45 | Germany | DE | DEU | Hesse |  | 16284 | 1276238709
Raurkela, Odisha, India | Raurkela | Raurkela | 22.2492 | 84.8828 | India | IN | IND | Odisha |  | 625831 | 1356096816
Rava-Rus’ka, L’vivs’ka Oblast’, Ukraine | Rava-Rus’ka | Rava-Rus'ka | 50.25 | 23.6167 | Ukraine | UA | UKR | L’vivs’ka Oblast’ |  | 8647 | 1804385058
Ravena, New York, United States | Ravena | Ravena | 42.4755 | -73.8113 | United States | US | USA | New York |  | 5202 | 1840004492
Ravenna, Emilia-Romagna, Italy | Ravenna | Ravenna | 44.4178 | 12.1994 | Italy | IT | ITA | Emilia-Romagna | minor | 159162 | 1380964180
Ravenna, Ohio, United States | Ravenna | Ravenna | 41.1613 | -81.2421 | United States | US | USA | Ohio |  | 11361 | 1840009317
Ravensburg, Baden-Württemberg, Germany | Ravensburg | Ravensburg | 47.7831 | 9.6114 | Germany | DE | DEU | Baden-Württemberg | minor | 50623 | 1276088263
Ravensthorpe, Western Australia, Australia | Ravensthorpe | Ravensthorpe | -33.5831 | 120.049 | Australia | AU | AUS | Western Australia |  | 498 | 1036878618
Ravne na Koroškem, Ravne na Koroškem, Slovenia | Ravne na Koroškem | Ravne na Koroskem | 46.5437 | 14.9642 | Slovenia | SI | SVN | Ravne na Koroškem | admin |  | 1705757622
Rawa Mazowiecka, Łódzkie, Poland | Rawa Mazowiecka | Rawa Mazowiecka | 51.7667 | 20.25 | Poland | PL | POL | Łódzkie | minor | 17765 | 1616083640
Rāwah, Al Anbār, Iraq | Rāwah | Rawah | 34.4792 | 41.9083 | Iraq | IQ | IRQ | Al Anbār | minor | 19629 | 1368442139
Rawalpindi, Punjab, Pakistan | Rawalpindi | Rawalpindi | 33.6007 | 73.0679 | Pakistan | PK | PAK | Punjab | minor | 2098231 | 1586344001
Rawdon, Quebec, Canada | Rawdon | Rawdon | 46.05 | -73.7167 | Canada | CA | CAN | Quebec |  | 10416 | 1124084263
Rawlins, Wyoming, United States | Rawlins | Rawlins | 41.7849 | -107.2265 | United States | US | USA | Wyoming |  | 8521 | 1840020094
Rawmarsh, Rotherham, United Kingdom | Rawmarsh | Rawmarsh | 53.4636 | -1.3439 | United Kingdom | GB | GBR | Rotherham |  | 18498 | 1826485638
Rawson, Chubut, Argentina | Rawson | Rawson | -43.3 | -65.1 | Argentina | AR | ARG | Chubut | admin | 31787 | 1032302344
Rawtenstall, Lancashire, United Kingdom | Rawtenstall | Rawtenstall | 53.699 | -2.291 | United Kingdom | GB | GBR | Lancashire |  | 22000 | 1826204769
Rāyachoti, Andhra Pradesh, India | Rāyachoti | Rayachoti | 14.05 | 78.75 | India | IN | IND | Andhra Pradesh |  | 91234 | 1356147853
Raychikhinsk, Amurskaya Oblast’, Russia | Raychikhinsk | Raychikhinsk | 49.8 | 129.4 | Russia | RU | RUS | Amurskaya Oblast’ |  | 17372 | 1643638607
Raydah, ‘Amrān, Yemen | Raydah | Raydah | 15.8233 | 44.0386 | Yemen | YE | YEM | ‘Amrān | minor | 13971 | 1887086285
Rayevskiy, Bashkortostan, Russia | Rayevskiy | Rayevskiy | 54.0674 | 54.9269 | Russia | RU | RUS | Bashkortostan |  | 20060 | 1643613500
Rayleigh, Essex, United Kingdom | Rayleigh | Rayleigh | 51.5864 | 0.6049 | United Kingdom | GB | GBR | Essex |  | 32150 | 1826491250
Raymond, New Hampshire, United States | Raymond | Raymond | 43.0322 | -71.1994 | United States | US | USA | New Hampshire |  | 10389 | 1840055480
Raymond Terrace, New South Wales, Australia | Raymond Terrace | Raymond Terrace | -32.7615 | 151.7441 | Australia | AU | AUS | New South Wales |  | 12820 | 1036570825
Raymondville, Texas, United States | Raymondville | Raymondville | 26.4759 | -97.7769 | United States | US | USA | Texas |  | 13963 | 1840021035
Raymore, Missouri, United States | Raymore | Raymore | 38.8029 | -94.4583 | United States | US | USA | Missouri |  | 22194 | 1840009787
Rayne, Louisiana, United States | Rayne | Rayne | 30.2403 | -92.2668 | United States | US | USA | Louisiana |  | 9431 | 1840015042
Raynes Park, Merton, United Kingdom | Raynes Park | Raynes Park | 51.4033 | -0.2321 | United Kingdom | GB | GBR | Merton |  | 9738 | 1826000018
Raynham, Massachusetts, United States | Raynham | Raynham | 41.9312 | -71.0436 | United States | US | USA | Massachusetts |  | 14010 | 1840053522
Rayón, México, Mexico | Rayón | Rayon | 19.1481 | -99.58 | Mexico | MX | MEX | México | minor | 8590 | 1484649015
Rayong, Rayong, Thailand | Rayong | Rayong | 12.6742 | 101.2789 | Thailand | TH | THA | Rayong | admin | 61902 | 1764920057
Raytown, Missouri, United States | Raytown | Raytown | 38.9944 | -94.4641 | United States | US | USA | Missouri |  | 28991 | 1840009681
Ražanj, Ražanj, Serbia | Ražanj | Razanj | 43.6744 | 21.5492 | Serbia | RS | SRB | Ražanj | admin |  | 1688323517
Razgrad, Razgrad, Bulgaria | Razgrad | Razgrad | 43.5267 | 26.5242 | Bulgaria | BG | BGR | Razgrad | admin | 41909 | 1100143131
Razkrižje, Razkrižje, Slovenia | Razkrižje | Razkrizje | 46.5217 | 16.2811 | Slovenia | SI | SVN | Razkrižje | admin |  | 1705276725
Razlog, Blagoevgrad, Bulgaria | Razlog | Razlog | 41.8853 | 23.4667 | Bulgaria | BG | BGR | Blagoevgrad |  | 13158 | 1100974105
Reading, Reading, United Kingdom | Reading | Reading | 51.4542 | -0.9731 | United Kingdom | GB | GBR | Reading |  | 337108 | 1826869043
Reading, Pennsylvania, United States | Reading | Reading | 40.34 | -75.9267 | United States | US | USA | Pennsylvania |  | 267155 | 1840001185
Reading, Massachusetts, United States | Reading | Reading | 42.5351 | -71.1056 | United States | US | USA | Massachusetts |  | 25100 | 1840053484
Reading, Ohio, United States | Reading | Reading | 39.2243 | -84.4333 | United States | US | USA | Ohio |  | 10296 | 1840001611
Readington, New Jersey, United States | Readington | Readington | 40.5822 | -74.7796 | United States | US | USA | New Jersey |  | 15880 | 1840081708
Rečica, Rečica ob Savinji, Slovenia | Rečica | Recica | 46.3167 | 14.9167 | Slovenia | SI | SVN | Rečica ob Savinji | admin |  | 1705082644
Recife, Pernambuco, Brazil | Recife | Recife | -8.0539 | -34.8808 | Brazil | BR | BRA | Pernambuco | admin | 1555039 | 1076137337
Recklinghausen, North Rhine-Westphalia, Germany | Recklinghausen | Recklinghausen | 51.6167 | 7.2 | Germany | DE | DEU | North Rhine-Westphalia | minor | 112267 | 1276179876
Reconquista, Santa Fe, Argentina | Reconquista | Reconquista | -29.1443 | -59.6438 | Argentina | AR | ARG | Santa Fe | minor | 70549 | 1032927391
Red Bank, New Jersey, United States | Red Bank | Red Bank | 40.3481 | -74.0672 | United States | US | USA | New Jersey |  | 11966 | 1840001358
Red Bank, Tennessee, United States | Red Bank | Red Bank | 35.1117 | -85.2961 | United States | US | USA | Tennessee |  | 11840 | 1840014571
Red Bank, South Carolina, United States | Red Bank | Red Bank | 33.9296 | -81.2321 | United States | US | USA | South Carolina |  | 9623 | 1840013658
Red Bluff, California, United States | Red Bluff | Red Bluff | 40.1735 | -122.2413 | United States | US | USA | California |  | 19039 | 1840020176
Red Chute, Louisiana, United States | Red Chute | Red Chute | 32.5732 | -93.606 | United States | US | USA | Louisiana |  | 6468 | 1840013789
Red Cliffs, Victoria, Australia | Red Cliffs | Red Cliffs | -34.3075 | 142.1881 | Australia | AU | AUS | Victoria |  | 5060 | 1036463286
Red Deer, Alberta, Canada | Red Deer | Red Deer | 52.2681 | -113.8111 | Canada | CA | CAN | Alberta |  | 100418 | 1124404130
Red Hill, South Carolina, United States | Red Hill | Red Hill | 33.7777 | -79.0111 | United States | US | USA | South Carolina |  | 15459 | 1840013649
Red Hook, New York, United States | Red Hook | Red Hook | 42.0188 | -73.8788 | United States | US | USA | New York |  | 11178 | 1840004752
Red Lion, Pennsylvania, United States | Red Lion | Red Lion | 39.8986 | -76.6078 | United States | US | USA | Pennsylvania |  | 6330 | 1840001461
Red Oak, Texas, United States | Red Oak | Red Oak | 32.5207 | -96.7864 | United States | US | USA | Texas |  | 13464 | 1840020761
Red Oak, Iowa, United States | Red Oak | Red Oak | 41.0141 | -95.2248 | United States | US | USA | Iowa |  | 5142 | 1840009346
Red Wing, Minnesota, United States | Red Wing | Red Wing | 44.5816 | -92.6036 | United States | US | USA | Minnesota |  | 14245 | 1840008959
Redan, Georgia, United States | Redan | Redan | 33.7394 | -84.1644 | United States | US | USA | Georgia |  | 32357 | 1840013706
Redange-sur-Attert, Redange, Luxembourg | Redange-sur-Attert | Redange-sur-Attert | 49.7656 | 5.8908 | Luxembourg | LU | LUX | Redange | admin |  | 1442099691
Redbourn, Hertfordshire, United Kingdom | Redbourn | Redbourn | 51.8002 | -0.3965 | United Kingdom | GB | GBR | Hertfordshire |  | 5344 | 1826801312
Redcar, Redcar and Cleveland, United Kingdom | Redcar | Redcar | 54.618 | -1.069 | United Kingdom | GB | GBR | Redcar and Cleveland |  | 35692 | 1826929580
Redcliff, Midlands, Zimbabwe | Redcliff | Redcliff | -19.0333 | 29.7833 | Zimbabwe | ZW | ZWE | Midlands |  | 32346 | 1716966753
Redcliff, Alberta, Canada | Redcliff | Redcliff | 50.0792 | -110.7783 | Canada | CA | CAN | Alberta |  | 5600 | 1124603057
Redding, California, United States | Redding | Redding | 40.5698 | -122.365 | United States | US | USA | California |  | 121313 | 1840020141
Redding, Connecticut, United States | Redding | Redding | 41.3051 | -73.3916 | United States | US | USA | Connecticut |  | 9209 | 1840035553
Reddish, Stockport, United Kingdom | Reddish | Reddish | 53.4383 | -2.1613 | United Kingdom | GB | GBR | Stockport |  | 28052 | 1826969307
Redditch, Worcestershire, United Kingdom | Redditch | Redditch | 52.3069 | -1.9492 | United Kingdom | GB | GBR | Worcestershire |  | 81919 | 1826205148
Redhill, Surrey, United Kingdom | Redhill | Redhill | 51.2393 | -0.1726 | United Kingdom | GB | GBR | Surrey |  | 18163 | 1826029487
Redland, Maryland, United States | Redland | Redland | 39.1335 | -77.1465 | United States | US | USA | Maryland |  | 16978 | 1840005838
Redlands, California, United States | Redlands | Redlands | 34.0511 | -117.1712 | United States | US | USA | California |  | 71513 | 1840020412
Redlands, Colorado, United States | Redlands | Redlands | 39.0886 | -108.6583 | United States | US | USA | Colorado |  | 9036 | 1840018812
Redmond, Washington, United States | Redmond | Redmond | 47.6762 | -122.1169 | United States | US | USA | Washington |  | 71929 | 1840019835
Redmond, Oregon, United States | Redmond | Redmond | 44.2631 | -121.1798 | United States | US | USA | Oregon |  | 34240 | 1840020003
Redondo, Évora, Portugal | Redondo | Redondo | 38.6464 | -7.5464 | Portugal | PT | PRT | Évora | minor | 7031 | 1620909637
Redondo Beach, California, United States | Redondo Beach | Redondo Beach | 33.8574 | -118.3766 | United States | US | USA | California |  | 66749 | 1840020509
Redruth, Cornwall, United Kingdom | Redruth | Redruth | 50.233 | -5.224 | United Kingdom | GB | GBR | Cornwall |  | 14018 | 1826258602
Redstone, Pennsylvania, United States | Redstone | Redstone | 39.9809 | -79.8451 | United States | US | USA | Pennsylvania |  | 5392 | 1840149585
Redwood City, California, United States | Redwood City | Redwood City | 37.5026 | -122.2252 | United States | US | USA | California |  | 85925 | 1840020304
Reedley, California, United States | Reedley | Reedley | 36.5987 | -119.4473 | United States | US | USA | California |  | 49042 | 1840020320
Reedsburg, Wisconsin, United States | Reedsburg | Reedsburg | 43.5347 | -89.9965 | United States | US | USA | Wisconsin |  | 9510 | 1840002727
Rees, North Rhine-Westphalia, Germany | Rees | Rees | 51.7667 | 6.4 | Germany | DE | DEU | North Rhine-Westphalia |  | 20972 | 1276451097
Regedor Quissico, Inhambane, Mozambique | Regedor Quissico | Regedor Quissico | -24.7257 | 34.766 | Mozambique | MZ | MOZ | Inhambane |  | 1210 | 1508214411
Regen, Bavaria, Germany | Regen | Regen | 48.97 | 13.1264 | Germany | DE | DEU | Bavaria | minor | 11001 | 1276612143
Regensburg, Bavaria, Germany | Regensburg | Regensburg | 49.0167 | 12.0833 | Germany | DE | DEU | Bavaria | minor | 152610 | 1276000325
Regensdorf, Zürich, Switzerland | Regensdorf | Regensdorf | 47.4383 | 8.4744 | Switzerland | CH | CHE | Zürich |  | 18253 | 1756820070
Regente Feijó, São Paulo, Brazil | Regente Feijó | Regente Feijo | -22.2208 | -51.3028 | Brazil | BR | BRA | São Paulo |  | 19733 | 1076508194
Reggane, Adrar, Algeria | Reggane | Reggane | 26.7 | 0.1666 | Algeria | DZ | DZA | Adrar |  | 32974 | 1012709576
Reggio di Calabria, Calabria, Italy | Reggio di Calabria | Reggio di Calabria | 38.1144 | 15.65 | Italy | IT | ITA | Calabria | minor | 182703 | 1380630212
Reggio Emilia, Emilia-Romagna, Italy | Reggio Emilia | Reggio Emilia | 44.7 | 10.6333 | Italy | IT | ITA | Emilia-Romagna | minor | 170996 | 1380487033
Regina, Saskatchewan, Canada | Regina | Regina | 50.4547 | -104.6067 | Canada | CA | CAN | Saskatchewan |  | 215106 | 1124342541
Reginópolis, São Paulo, Brazil | Reginópolis | Reginopolis | -21.8878 | -49.225 | Brazil | BR | BRA | São Paulo |  | 8640 | 1076245325
Registro, São Paulo, Brazil | Registro | Registro | -24.4878 | -47.8439 | Brazil | BR | BRA | São Paulo |  | 56280 | 1076533111
Reguengos de Monsaraz, Évora, Portugal | Reguengos de Monsaraz | Reguengos de Monsaraz | 38.4167 | -7.5333 | Portugal | PT | PRT | Évora | minor | 10828 | 1620982468
Rehau, Bavaria, Germany | Rehau | Rehau | 50.2486 | 12.0354 | Germany | DE | DEU | Bavaria |  | 9424 | 1276647977
Rehburg-Loccum, Lower Saxony, Germany | Rehburg-Loccum | Rehburg-Loccum | 52.4508 | 9.2078 | Germany | DE | DEU | Lower Saxony |  | 10110 | 1276006999
Rehoboth, Hardap, Namibia | Rehoboth | Rehoboth | -23.3167 | 17.0833 | Namibia | NA | NAM | Hardap |  | 25219 | 1516928100
Rehoboth, Massachusetts, United States | Rehoboth | Rehoboth | 41.8439 | -71.2456 | United States | US | USA | Massachusetts |  | 12082 | 1840053661
Reẖovot, Central, Israel | Reẖovot | Rehovot | 31.8914 | 34.8078 | Israel | IL | ISR | Central |  | 132671 | 1376684821
Reichelsheim, Hesse, Germany | Reichelsheim | Reichelsheim | 50.3569 | 8.8725 | Germany | DE | DEU | Hesse |  | 6769 | 1276757445
Reichenbach/Vogtland, Saxony, Germany | Reichenbach/Vogtland | Reichenbach/Vogtland | 50.6167 | 12.3 | Germany | DE | DEU | Saxony |  | 20625 | 1276903490
Reidsville, North Carolina, United States | Reidsville | Reidsville | 36.3377 | -79.6727 | United States | US | USA | North Carolina |  | 13551 | 1840014436
Reigate, Surrey, United Kingdom | Reigate | Reigate | 51.237 | -0.206 | United Kingdom | GB | GBR | Surrey |  | 21820 | 1826422343
Reims, Grand Est, France | Reims | Reims | 49.2628 | 4.0347 | France | FR | FRA | Grand Est | minor | 182460 | 1250608730
Reinach, Basel-Landschaft, Switzerland | Reinach | Reinach | 47.4936 | 7.5908 | Switzerland | CH | CHE | Basel-Landschaft |  | 19144 | 1756011617
Reinbek, Schleswig-Holstein, Germany | Reinbek | Reinbek | 53.5089 | 10.2483 | Germany | DE | DEU | Schleswig-Holstein |  | 27649 | 1276939131
Reinfeld, Schleswig-Holstein, Germany | Reinfeld | Reinfeld | 53.8333 | 10.4833 | Germany | DE | DEU | Schleswig-Holstein |  | 9058 | 1276759795
Reinheim, Hesse, Germany | Reinheim | Reinheim | 49.8261 | 8.8348 | Germany | DE | DEU | Hesse |  | 16346 | 1276510132
Reisterstown, Maryland, United States | Reisterstown | Reisterstown | 39.4552 | -76.8144 | United States | US | USA | Maryland |  | 26933 | 1840005689
Rekovac, Rekovac, Serbia | Rekovac | Rekovac | 43.8667 | 21.1333 | Serbia | RS | SRB | Rekovac | admin |  | 1688955843
Relizane, Relizane, Algeria | Relizane | Relizane | 35.7373 | 0.556 | Algeria | DZ | DZA | Relizane | admin |  | 1012939885
Remagen, Rhineland-Palatinate, Germany | Remagen | Remagen | 50.5786 | 7.2306 | Germany | DE | DEU | Rhineland-Palatinate |  | 17032 | 1276287418
Remanso, Bahia, Brazil | Remanso | Remanso | -9.5996 | -42.11 | Brazil | BR | BRA | Bahia |  | 37945 | 1076051035
Remedios de Escalada, Buenos Aires, Argentina | Remedios de Escalada | Remedios de Escalada | -34.7167 | -58.4 | Argentina | AR | ARG | Buenos Aires |  | 81465 | 1032150292
Remich, Remich, Luxembourg | Remich | Remich | 49.5444 | 6.3667 | Luxembourg | LU | LUX | Remich | admin | 3732 | 1442971283
Remscheid, North Rhine-Westphalia, Germany | Remscheid | Remscheid | 51.1906 | 7.2247 | Germany | DE | DEU | North Rhine-Westphalia | minor | 110994 | 1276043920
Renchen, Baden-Württemberg, Germany | Renchen | Renchen | 48.5858 | 8.0106 | Germany | DE | DEU | Baden-Württemberg |  | 7361 | 1276636887
Rendon, Texas, United States | Rendon | Rendon | 32.5789 | -97.235 | United States | US | USA | Texas |  | 13616 | 1840019421
Rendsburg, Schleswig-Holstein, Germany | Rendsburg | Rendsburg | 54.3044 | 9.6644 | Germany | DE | DEU | Schleswig-Holstein | minor | 28470 | 1276159889
Renens, Vaud, Switzerland | Renens | Renens | 46.5353 | 6.5897 | Switzerland | CH | CHE | Vaud | minor | 20927 | 1756264043
Renfrew, Renfrewshire, United Kingdom | Renfrew | Renfrew | 55.8791 | -4.3868 | United Kingdom | GB | GBR | Renfrewshire |  | 21854 | 1826588626
Renfrew, Ontario, Canada | Renfrew | Renfrew | 45.4717 | -76.6831 | Canada | CA | CAN | Ontario |  | 8223 | 1124652971
Rennes, Bretagne, France | Rennes | Rennes | 48.1147 | -1.6794 | France | FR | FRA | Bretagne | admin | 727357 | 1250363682
Renningen, Baden-Württemberg, Germany | Renningen | Renningen | 48.7661 | 8.9347 | Germany | DE | DEU | Baden-Württemberg |  | 18206 | 1276122703
Reno, Nevada, United States | Reno | Reno | 39.5497 | -119.8483 | United States | US | USA | Nevada |  | 445020 | 1840020121
Renqiu, Hebei, China | Renqiu | Renqiu | 38.7094 | 116.1008 | China | CN | CHN | Hebei |  | 822455 | 1156943939
Rensselaer, New York, United States | Rensselaer | Rensselaer | 42.6465 | -73.7328 | United States | US | USA | New York |  | 9171 | 1840000394
Rensselaer, Indiana, United States | Rensselaer | Rensselaer | 40.9375 | -87.1684 | United States | US | USA | Indiana |  | 6029 | 1840009320
Renton, Washington, United States | Renton | Renton | 47.4784 | -122.1919 | United States | US | USA | Washington |  | 101751 | 1840019827
Renwick, Marlborough, New Zealand | Renwick | Renwick | -41.5099 | 173.8282 | New Zealand | NZ | NZL | Marlborough |  | 2928 | 1554865401
Réo, Centre-Ouest, Burkina Faso | Réo | Reo | 12.3335 | -2.4669 | Burkina Faso | BF | BFA | Centre-Ouest | minor | 37535 | 1854684997
Repalle, Andhra Pradesh, India | Repalle | Repalle | 16.02 | 80.85 | India | IN | IND | Andhra Pradesh |  | 50866 | 1356083696
Repentigny, Quebec, Canada | Repentigny | Repentigny | 45.7333 | -73.4667 | Canada | CA | CAN | Quebec |  | 84965 | 1124379778
Republic, Missouri, United States | Republic | Republic | 37.1452 | -93.4446 | United States | US | USA | Missouri |  | 16938 | 1840009906
Requena, Valencia, Spain | Requena | Requena | 39.4885 | -1.1023 | Spain | ES | ESP | Valencia |  | 20254 | 1724453990
Requena, Loreto, Peru | Requena | Requena | -5.0569 | -73.8515 | Peru | PE | PER | Loreto |  | 18000 | 1604712979
Resen, Resen, Macedonia | Resen | Resen | 41.0893 | 21.0109 | Macedonia | MK | MKD | Resen | admin |  | 1807384915
Resende, Rio de Janeiro, Brazil | Resende | Resende | -22.4689 | -44.4469 | Brazil | BR | BRA | Rio de Janeiro |  | 125214 | 1076678781
Resende, Viseu, Portugal | Resende | Resende | 41.1 | -7.95 | Portugal | PT | PRT | Viseu | minor | 11364 | 1620858385
Reserve, Louisiana, United States | Reserve | Reserve | 30.0741 | -90.5557 | United States | US | USA | Louisiana |  | 9280 | 1840013969
Resistencia, Chaco, Argentina | Resistencia | Resistencia | -27.4514 | -58.9867 | Argentina | AR | ARG | Chaco | admin | 291720 | 1032720891
Reşiţa, Caraş-Severin, Romania | Reşiţa | Resita | 45.297 | 21.8865 | Romania | RO | ROU | Caraş-Severin | admin | 83324 | 1642047399
Reston, Virginia, United States | Reston | Reston | 38.9497 | -77.3461 | United States | US | USA | Virginia |  | 60335 | 1840006025
Reszel, Warmińsko-Mazurskie, Poland | Reszel | Reszel | 54.0504 | 21.1458 | Poland | PL | POL | Warmińsko-Mazurskie |  | 7721 | 1616872630
Retalhuleu, Retalhuleu, Guatemala | Retalhuleu | Retalhuleu | 14.5333 | -91.6833 | Guatemala | GT | GTM | Retalhuleu | admin | 40000 | 1320999503
Réthymno, Kríti, Greece | Réthymno | Rethymno | 35.3667 | 24.4667 | Greece | GR | GRC | Kríti | minor | 32468 | 1300036161
Reutlingen, Baden-Württemberg, Germany | Reutlingen | Reutlingen | 48.4833 | 9.2167 | Germany | DE | DEU | Baden-Württemberg | minor | 115966 | 1276256795
Reutov, Moskovskaya Oblast’, Russia | Reutov | Reutov | 55.7667 | 37.8667 | Russia | RU | RUS | Moskovskaya Oblast’ |  | 106990 | 1643138327
Revda, Sverdlovskaya Oblast’, Russia | Revda | Revda | 56.8 | 59.9167 | Russia | RU | RUS | Sverdlovskaya Oblast’ |  | 62687 | 1643633975
Revere, Massachusetts, United States | Revere | Revere | 42.4192 | -71.0036 | United States | US | USA | Massachusetts |  | 53073 | 1840000457
Revúca, Banskobystrický, Slovakia | Revúca | Revuca | 48.6833 | 20.1167 | Slovakia | SK | SVK | Banskobystrický | minor | 12249 | 1703490352
Rexburg, Idaho, United States | Rexburg | Rexburg | 43.8224 | -111.792 | United States | US | USA | Idaho |  | 30979 | 1840020037
Reyes, El Beni, Bolivia | Reyes | Reyes | -14.3096 | -67.37 | Bolivia | BO | BOL | El Beni |  | 7376 | 1068609630
Reyes Acozac, Morelos, Mexico | Reyes Acozac | Reyes Acozac | 19.7667 | -98.9833 | Mexico | MX | MEX | Morelos |  | 20478 | 1484003541
Reyhanlı, Hatay, Turkey | Reyhanlı | Reyhanli | 36.2692 | 36.5672 | Turkey | TR | TUR | Hatay | minor | 98534 | 1792253206
Reykjavík, , Iceland | Reykjavík | Reykjavik | 64.1475 | -21.935 | Iceland | IS | ISL |  | primary | 128793 | 1352327190
Reynoldsburg, Ohio, United States | Reynoldsburg | Reynoldsburg | 39.9587 | -82.7944 | United States | US | USA | Ohio |  | 38327 | 1840009473
Reynosa, Tamaulipas, Mexico | Reynosa | Reynosa | 26.0922 | -98.2778 | Mexico | MX | MEX | Tamaulipas | minor | 725793 | 1484737671
Rezé, Pays de la Loire, France | Rezé | Reze | 47.1833 | -1.55 | France | FR | FRA | Pays de la Loire |  | 41411 | 1250886805
Rēzekne, Rēzeknes Novads, Latvia | Rēzekne | Rezekne | 56.5067 | 27.3308 | Latvia | LV | LVA | Rēzeknes Novads | admin | 28174 | 1428895373
Rezh, Sverdlovskaya Oblast’, Russia | Rezh | Rezh | 57.3667 | 61.4 | Russia | RU | RUS | Sverdlovskaya Oblast’ |  | 37152 | 1643497489
Rezina, Rezina, Moldova | Rezina | Rezina | 47.7492 | 28.9622 | Moldova | MD | MDA | Rezina | admin | 11032 | 1498876065
Reẕvānshahr, Gīlān, Iran | Reẕvānshahr | Rezvanshahr | 37.5511 | 49.1394 | Iran | IR | IRN | Gīlān | minor | 12355 | 1364695165
Rheda-Wiedenbrück, North Rhine-Westphalia, Germany | Rheda-Wiedenbrück | Rheda-Wiedenbruck | 51.8417 | 8.3 | Germany | DE | DEU | North Rhine-Westphalia |  | 48505 | 1276045371
Rhede, North Rhine-Westphalia, Germany | Rhede | Rhede | 51.8333 | 6.7006 | Germany | DE | DEU | North Rhine-Westphalia |  | 19328 | 1276000350
Rheinau, Baden-Württemberg, Germany | Rheinau | Rheinau | 48.6678 | 7.9347 | Germany | DE | DEU | Baden-Württemberg |  | 11395 | 1276702024
Rheinbach, North Rhine-Westphalia, Germany | Rheinbach | Rheinbach | 50.6256 | 6.9491 | Germany | DE | DEU | North Rhine-Westphalia |  | 27063 | 1276000657
Rheinberg, North Rhine-Westphalia, Germany | Rheinberg | Rheinberg | 51.5467 | 6.6006 | Germany | DE | DEU | North Rhine-Westphalia |  | 31097 | 1276286236
Rheine, North Rhine-Westphalia, Germany | Rheine | Rheine | 52.2833 | 7.4333 | Germany | DE | DEU | North Rhine-Westphalia |  | 76107 | 1276882978
Rheinfelden (Baden), Baden-Württemberg, Germany | Rheinfelden (Baden) | Rheinfelden (Baden) | 47.5611 | 7.7917 | Germany | DE | DEU | Baden-Württemberg |  | 33074 | 1276547516
Rheinsberg, Brandenburg, Germany | Rheinsberg | Rheinsberg | 53.0983 | 12.8958 | Germany | DE | DEU | Brandenburg |  | 8015 | 1276639991
Rhinebeck, New York, United States | Rhinebeck | Rhinebeck | 41.9276 | -73.898 | United States | US | USA | New York |  | 7768 | 1840004753
Rhinelander, Wisconsin, United States | Rhinelander | Rhinelander | 45.6361 | -89.4256 | United States | US | USA | Wisconsin |  | 8830 | 1840002046
Rhome, Texas, United States | Rhome | Rhome | 33.0647 | -97.4779 | United States | US | USA | Texas |  | 6387 | 1840020632
Rhondda, Rhondda Cynon Taff, United Kingdom | Rhondda | Rhondda | 51.6159 | -3.4175 | United Kingdom | GB | GBR | Rhondda Cynon Taff |  | 62545 | 1826659053
Rhoose, Vale of Glamorgan, The, United Kingdom | Rhoose | Rhoose | 51.3906 | -3.3524 | United Kingdom | GB | GBR | Vale of Glamorgan, The |  | 6160 | 1826678049
Rhosllanerchrugog, Wrexham, United Kingdom | Rhosllanerchrugog | Rhosllanerchrugog | 53.011 | -3.052 | United Kingdom | GB | GBR | Wrexham |  | 9694 | 1826735616
Rhôs-on-Sea, Conwy, United Kingdom | Rhôs-on-Sea | Rhos-on-Sea | 53.309 | -3.738 | United Kingdom | GB | GBR | Conwy |  | 7593 | 1826830987
Rhuthun, Denbighshire, United Kingdom | Rhuthun | Rhuthun | 53.115 | -3.312 | United Kingdom | GB | GBR | Denbighshire |  | 5461 | 1826254442
Rhyl, Denbighshire, United Kingdom | Rhyl | Rhyl | 53.321 | -3.48 | United Kingdom | GB | GBR | Denbighshire |  | 25149 | 1826387077
Rhymney, Caerphilly, United Kingdom | Rhymney | Rhymney | 51.759 | -3.283 | United Kingdom | GB | GBR | Caerphilly |  | 8845 | 1826457934
Riachos, Santarém, Portugal | Riachos | Riachos | 39.4453 | -8.5142 | Portugal | PT | PRT | Santarém |  | 5420 | 1620669339
Rialto, California, United States | Rialto | Rialto | 34.1174 | -117.3894 | United States | US | USA | California |  | 103526 | 1840020407
Rib Mountain, Wisconsin, United States | Rib Mountain | Rib Mountain | 44.9196 | -89.6763 | United States | US | USA | Wisconsin |  | 6033 | 1840038097
Ribeira Brava, Ribeira Brava, Cabo Verde | Ribeira Brava | Ribeira Brava | 16.6158 | -24.2983 | Cabo Verde | CV | CPV | Ribeira Brava | admin |  | 1132498214
Ribeira Brava, Madeira, Portugal | Ribeira Brava | Ribeira Brava | 32.6722 | -17.0639 | Portugal | PT | PRT | Madeira |  | 13375 | 1620853683
Ribeira de Pena, Vila Real, Portugal | Ribeira de Pena | Ribeira de Pena | 41.5167 | -7.8 | Portugal | PT | PRT | Vila Real | minor | 6544 | 1620735983
Ribeira Grande, Ribeira Grande, Cabo Verde | Ribeira Grande | Ribeira Grande | 17.1825 | -25.065 | Cabo Verde | CV | CPV | Ribeira Grande | admin |  | 1132061543
Ribeira Grande, Azores, Portugal | Ribeira Grande | Ribeira Grande | 37.8167 | -25.5167 | Portugal | PT | PRT | Azores |  | 32112 | 1620024564
Ribeirão Bonito, São Paulo, Brazil | Ribeirão Bonito | Ribeirao Bonito | -22.0669 | -48.1758 | Brazil | BR | BRA | São Paulo |  | 12909 | 1076447966
Ribeirão Branco, São Paulo, Brazil | Ribeirão Branco | Ribeirao Branco | -24.2208 | -48.7658 | Brazil | BR | BRA | São Paulo |  | 17646 | 1076454991
Ribeirão Pires, São Paulo, Brazil | Ribeirão Pires | Ribeirao Pires | -23.7108 | -46.4128 | Brazil | BR | BRA | São Paulo |  | 120396 | 1076050419
Ribeirão Prêto, São Paulo, Brazil | Ribeirão Prêto | Ribeirao Preto | -21.1783 | -47.8067 | Brazil | BR | BRA | São Paulo |  | 666323 | 1076524478
Riberalta, El Beni, Bolivia | Riberalta | Riberalta | -10.983 | -66.1 | Bolivia | BO | BOL | El Beni |  | 74014 | 1068951603
Ribnica, Ribnica, Slovenia | Ribnica | Ribnica | 45.7386 | 14.7275 | Slovenia | SI | SVN | Ribnica | admin |  | 1705675272
Ribnica, Ribnica na Pohorju, Slovenia | Ribnica | Ribnica | 46.535 | 15.2728 | Slovenia | SI | SVN | Ribnica na Pohorju | admin |  | 1705830999
Rîbniţa, Stînga Nistrului, Moldova | Rîbniţa | Ribnita | 47.7664 | 29.0006 | Moldova | MD | MDA | Stînga Nistrului |  | 56988 | 1498197530
Ribnitz-Damgarten, Mecklenburg-Western Pomerania, Germany | Ribnitz-Damgarten | Ribnitz-Damgarten | 54.25 | 12.4667 | Germany | DE | DEU | Mecklenburg-Western Pomerania |  | 15167 | 1276064199
Říčany, Středočeský Kraj, Czechia | Říčany | Ricany | 49.9917 | 14.6543 | Czechia | CZ | CZE | Středočeský Kraj |  | 15908 | 1203639839
Rice Lake, Wisconsin, United States | Rice Lake | Rice Lake | 45.4863 | -91.7447 | United States | US | USA | Wisconsin |  | 9586 | 1840002075
Richardson, Texas, United States | Richardson | Richardson | 32.9717 | -96.7093 | United States | US | USA | Texas |  | 121323 | 1840020710
Richboro, Pennsylvania, United States | Richboro | Richboro | 40.2262 | -75.0006 | United States | US | USA | Pennsylvania |  | 6364 | 1840005407
Richelieu, Quebec, Canada | Richelieu | Richelieu | 45.45 | -73.25 | Canada | CA | CAN | Quebec |  | 5467 | 1124000387
Richfield, Minnesota, United States | Richfield | Richfield | 44.8762 | -93.2833 | United States | US | USA | Minnesota |  | 36354 | 1840008930
Richfield, Wisconsin, United States | Richfield | Richfield | 43.2372 | -88.2413 | United States | US | USA | Wisconsin |  | 11854 | 1840002835
Richfield, Utah, United States | Richfield | Richfield | 38.7628 | -112.0926 | United States | US | USA | Utah |  | 7668 | 1840020239
Richland, Washington, United States | Richland | Richland | 46.2824 | -119.2938 | United States | US | USA | Washington |  | 58225 | 1840019889
Richland, Mississippi, United States | Richland | Richland | 32.2309 | -90.1592 | United States | US | USA | Mississippi |  | 7241 | 1840014889
Richland, New York, United States | Richland | Richland | 43.5468 | -76.1381 | United States | US | USA | New York |  | 5616 | 1840058441
Richland Hills, Texas, United States | Richland Hills | Richland Hills | 32.8095 | -97.2273 | United States | US | USA | Texas |  | 7953 | 1840020700
Richland Township, Pennsylvania, United States | Richland Township | Richland Township | 40.4491 | -75.3362 | United States | US | USA | Pennsylvania |  | 13260 | 1840152881
Richland Township, Pennsylvania, United States | Richland Township | Richland Township | 40.2841 | -78.845 | United States | US | USA | Pennsylvania |  | 12148 | 1840143652
Richland Township, Pennsylvania, United States | Richland Township | Richland Township | 40.644 | -79.9579 | United States | US | USA | Pennsylvania |  | 11477 | 1840141800
Richlands, Virginia, United States | Richlands | Richlands | 37.0878 | -81.808 | United States | US | USA | Virginia |  | 8618 | 1840006454
Richmond, Virginia, United States | Richmond | Richmond | 37.5295 | -77.4756 | United States | US | USA | Virginia | admin | 1075798 | 1840001698
Richmond, British Columbia, Canada | Richmond | Richmond | 49.1667 | -123.1333 | Canada | CA | CAN | British Columbia |  | 198309 | 1124121940
Richmond, California, United States | Richmond | Richmond | 37.9477 | -122.339 | United States | US | USA | California |  | 110567 | 1840020277
Richmond, Tasman, New Zealand | Richmond | Richmond | -41.3333 | 173.1833 | New Zealand | NZ | NZL | Tasman | admin | 15000 | 1554001427
Richmond, Indiana, United States | Richmond | Richmond | 39.8318 | -84.8905 | United States | US | USA | Indiana |  | 42373 | 1840014176
Richmond, Kentucky, United States | Richmond | Richmond | 37.7306 | -84.2926 | United States | US | USA | Kentucky |  | 40972 | 1840014341
Richmond, Richmond upon Thames, United Kingdom | Richmond | Richmond | 51.456 | -0.301 | United Kingdom | GB | GBR | Richmond upon Thames |  | 21469 | 1826875300
Richmond, Texas, United States | Richmond | Richmond | 29.5825 | -95.7602 | United States | US | USA | Texas |  | 12578 | 1840020947
Richmond, North Yorkshire, United Kingdom | Richmond | Richmond | 54.403 | -1.737 | United Kingdom | GB | GBR | North Yorkshire |  | 8413 | 1826225909
Richmond, Rhode Island, United States | Richmond | Richmond | 41.4983 | -71.6608 | United States | US | USA | Rhode Island |  | 7626 | 1840106243
Richmond, Michigan, United States | Richmond | Richmond | 42.8094 | -82.7518 | United States | US | USA | Michigan |  | 6262 | 1840003091
Richmond, New South Wales, Australia | Richmond | Richmond | -33.5983 | 150.7511 | Australia | AU | AUS | New South Wales |  | 5482 | 1036934091
Richmond, Missouri, United States | Richmond | Richmond | 39.2755 | -93.9731 | United States | US | USA | Missouri |  | 5174 | 1840009600
Richmond, Queensland, Australia | Richmond | Richmond | -20.7306 | 143.1422 | Australia | AU | AUS | Queensland |  | 522 | 1036156498
Richmond Heights, Florida, United States | Richmond Heights | Richmond Heights | 25.6347 | -80.372 | United States | US | USA | Florida |  | 11410 | 1840014249
Richmond Heights, Ohio, United States | Richmond Heights | Richmond Heights | 41.5589 | -81.5029 | United States | US | USA | Ohio |  | 10342 | 1840003409
Richmond Heights, Missouri, United States | Richmond Heights | Richmond Heights | 38.6309 | -90.3333 | United States | US | USA | Missouri |  | 8801 | 1840009769
Richmond Hill, Ontario, Canada | Richmond Hill | Richmond Hill | 43.8667 | -79.4333 | Canada | CA | CAN | Ontario |  | 195022 | 1124364273
Richmond Hill, Georgia, United States | Richmond Hill | Richmond Hill | 31.9013 | -81.3125 | United States | US | USA | Georgia |  | 13839 | 1840014913
Richmond West, Florida, United States | Richmond West | Richmond West | 25.6105 | -80.4297 | United States | US | USA | Florida |  | 37965 | 1840073270
Richterswil, Zürich, Switzerland | Richterswil | Richterswil | 47.2081 | 8.7058 | Switzerland | CH | CHE | Zürich |  | 13407 | 1756472939
Richton Park, Illinois, United States | Richton Park | Richton Park | 41.4816 | -87.7387 | United States | US | USA | Illinois |  | 13292 | 1840011283
Rickmansworth, Hertfordshire, United Kingdom | Rickmansworth | Rickmansworth | 51.6383 | -0.4659 | United Kingdom | GB | GBR | Hertfordshire |  | 23973 | 1826881978
Ridder, Shyghys Qazaqstan, Kazakhstan | Ridder | Ridder | 50.35 | 83.5167 | Kazakhstan | KZ | KAZ | Shyghys Qazaqstan |  | 49695 | 1398556139
Rideau Lakes, Ontario, Canada | Rideau Lakes | Rideau Lakes | 44.6667 | -76.2167 | Canada | CA | CAN | Ontario |  | 10207 | 1124000369
Ridge, New York, United States | Ridge | Ridge | 40.9068 | -72.8816 | United States | US | USA | New York |  | 13511 | 1840005068
Ridgecrest, California, United States | Ridgecrest | Ridgecrest | 35.6308 | -117.6621 | United States | US | USA | California |  | 32684 | 1840020417
Ridgefield, Connecticut, United States | Ridgefield | Ridgefield | 41.3065 | -73.5023 | United States | US | USA | Connecticut |  | 25070 | 1840035559
Ridgefield, New Jersey, United States | Ridgefield | Ridgefield | 40.8313 | -74.0147 | United States | US | USA | New Jersey |  | 11171 | 1840000897
Ridgefield, Washington, United States | Ridgefield | Ridgefield | 45.8114 | -122.705 | United States | US | USA | Washington |  | 8184 | 1840019909
Ridgefield Park, New Jersey, United States | Ridgefield Park | Ridgefield Park | 40.8543 | -74.0201 | United States | US | USA | New Jersey |  | 12901 | 1840000898
Ridgeland, Mississippi, United States | Ridgeland | Ridgeland | 32.4236 | -90.1481 | United States | US | USA | Mississippi |  | 24104 | 1840014873
Ridgeland, South Carolina, United States | Ridgeland | Ridgeland | 32.468 | -80.9176 | United States | US | USA | South Carolina |  | 5005 | 1840018086
Ridgeway, New York, United States | Ridgeway | Ridgeway | 43.2619 | -78.3806 | United States | US | USA | New York |  | 6464 | 1840024104
Ridgewood, New Jersey, United States | Ridgewood | Ridgewood | 40.9822 | -74.1128 | United States | US | USA | New Jersey |  | 25056 | 1840000899
Ridley, Pennsylvania, United States | Ridley | Ridley | 39.8854 | -75.328 | United States | US | USA | Pennsylvania |  | 31117 | 1840142587
Ridley Park, Pennsylvania, United States | Ridley Park | Ridley Park | 39.8785 | -75.3251 | United States | US | USA | Pennsylvania |  | 7065 | 1840000708
Riebiņi, Riebiņu Novads, Latvia | Riebiņi | Riebini | 56.3403 | 26.7999 | Latvia | LV | LVA | Riebiņu Novads | admin |  | 1428663476
Ried im Innkreis, Oberösterreich, Austria | Ried im Innkreis | Ried im Innkreis | 48.21 | 13.4894 | Austria | AT | AUT | Oberösterreich | minor | 11903 | 1040700214
Riedenburg, Bavaria, Germany | Riedenburg | Riedenburg | 48.9667 | 11.6833 | Germany | DE | DEU | Bavaria |  | 6030 | 1276310114
Riedlingen, Baden-Württemberg, Germany | Riedlingen | Riedlingen | 48.1553 | 9.4728 | Germany | DE | DEU | Baden-Württemberg |  | 10528 | 1276567884
Riehen, Basel-Stadt, Switzerland | Riehen | Riehen | 47.5794 | 7.6512 | Switzerland | CH | CHE | Basel-Stadt |  | 21448 | 1756991792
Riesa, Saxony, Germany | Riesa | Riesa | 51.3081 | 13.2939 | Germany | DE | DEU | Saxony |  | 30054 | 1276381687
Rietavas, Rietavo, Lithuania | Rietavas | Rietavas | 55.725 | 21.9278 | Lithuania | LT | LTU | Rietavo | admin | 3308 | 1440780088
Rietberg, North Rhine-Westphalia, Germany | Rietberg | Rietberg | 51.8 | 8.4333 | Germany | DE | DEU | North Rhine-Westphalia |  | 29466 | 1276651074
Rifle, Colorado, United States | Rifle | Rifle | 39.5362 | -107.7729 | United States | US | USA | Colorado |  | 11089 | 1840020185
Rifu, Miyagi, Japan | Rifu | Rifu | 38.3303 | 140.9756 | Japan | JP | JPN | Miyagi |  | 35597 | 1392894446
Riga, Rīga, Latvia | Riga | Riga | 56.9475 | 24.1069 | Latvia | LV | LVA | Rīga | primary | 698529 | 1428586192
Riga, New York, United States | Riga | Riga | 43.0802 | -77.8753 | United States | US | USA | New York |  | 5615 | 1840058443
Rigaud, Quebec, Canada | Rigaud | Rigaud | 45.4833 | -74.3 | Canada | CA | CAN | Quebec |  | 7566 | 1124176101
Rigby, Idaho, United States | Rigby | Rigby | 43.6735 | -111.9126 | United States | US | USA | Idaho |  | 9496 | 1840020020
Riihimäki, Kanta-Häme, Finland | Riihimäki | Riihimaki | 60.7333 | 24.7667 | Finland | FI | FIN | Kanta-Häme | minor | 29269 | 1246263977
Rijeka, Primorsko-Goranska Županija, Croatia | Rijeka | Rijeka | 45.3297 | 14.4322 | Croatia | HR | HRV | Primorsko-Goranska Županija | admin | 128624 | 1191949063
Rikuzen-Takata, Iwate, Japan | Rikuzen-Takata | Rikuzen-Takata | 39.0153 | 141.6294 | Japan | JP | JPN | Iwate |  | 18500 | 1392211075
Rillieux-la-Pape, Auvergne-Rhône-Alpes, France | Rillieux-la-Pape | Rillieux-la-Pape | 45.8214 | 4.8983 | France | FR | FRA | Auvergne-Rhône-Alpes |  | 30012 | 1250128916
Rimavská Sobota, Banskobystrický, Slovakia | Rimavská Sobota | Rimavska Sobota | 48.3814 | 20.02 | Slovakia | SK | SVK | Banskobystrický | minor | 24010 | 1703980891
Rimini, Emilia-Romagna, Italy | Rimini | Rimini | 44.0594 | 12.5683 | Italy | IT | ITA | Emilia-Romagna | minor | 149403 | 1380527853
Rimouski, Quebec, Canada | Rimouski | Rimouski | 48.45 | -68.53 | Canada | CA | CAN | Quebec |  | 48664 | 1124433645
Rincão, São Paulo, Brazil | Rincão | Rincao | -21.5869 | -48.0708 | Brazil | BR | BRA | São Paulo |  | 10796 | 1076750486
Rincon, Georgia, United States | Rincon | Rincon | 32.2947 | -81.2353 | United States | US | USA | Georgia |  | 14201 | 1840018091
Rincón de Romos, Aguascalientes, Mexico | Rincón de Romos | Rincon de Romos | 22.2333 | -102.3167 | Mexico | MX | MEX | Aguascalientes | minor | 27988 | 1484371427
Rincon Valley, Arizona, United States | Rincon Valley | Rincon Valley | 32.1101 | -110.6889 | United States | US | USA | Arizona |  | 5469 | 1840038089
Rinconada, Jujuy, Argentina | Rinconada | Rinconada | -22.4403 | -66.1672 | Argentina | AR | ARG | Jujuy | minor | 6692 | 1032429190
Rindge, New Hampshire, United States | Rindge | Rindge | 42.7523 | -72.0107 | United States | US | USA | New Hampshire |  | 6106 | 1840055492
Ringwood, Hampshire, United Kingdom | Ringwood | Ringwood | 50.85 | -1.78 | United Kingdom | GB | GBR | Hampshire |  | 13943 | 1826578409
Ringwood, New Jersey, United States | Ringwood | Ringwood | 41.1064 | -74.2749 | United States | US | USA | New Jersey |  | 12198 | 1840000835
Rinópolis, São Paulo, Brazil | Rinópolis | Rinopolis | -21.7258 | -50.7219 | Brazil | BR | BRA | São Paulo |  | 10133 | 1076562968
Rinteln, Lower Saxony, Germany | Rinteln | Rinteln | 52.1906 | 9.0814 | Germany | DE | DEU | Lower Saxony |  | 25484 | 1276137941
Rio Branco, Acre, Brazil | Rio Branco | Rio Branco | -9.9781 | -67.8117 | Brazil | BR | BRA | Acre | admin | 383443 | 1076391263
Río Branco, Cerro Largo, Uruguay | Río Branco | Rio Branco | -32.5969 | -53.385 | Uruguay | UY | URY | Cerro Largo |  | 14604 | 1858289927
Rio Bravo, Texas, United States | Rio Bravo | Rio Bravo | 27.3648 | -99.482 | United States | US | USA | Texas |  | 7797 | 1840021001
Río Bueno, Los Ríos, Chile | Río Bueno | Rio Bueno | -40.3337 | -72.9568 | Chile | CL | CHL | Los Ríos |  | 16909 | 1152938619
Rio Claro, São Paulo, Brazil | Rio Claro | Rio Claro | -22.4108 | -47.5608 | Brazil | BR | BRA | São Paulo |  | 199961 | 1076411428
Rio Claro, Mayaro/Rio Claro, Trinidad And Tobago | Rio Claro | Rio Claro | 10.3059 | -61.1756 | Trinidad And Tobago | TT | TTO | Mayaro/Rio Claro | admin |  | 1780883666
Río Colorado, La Pampa, Argentina | Río Colorado | Rio Colorado | -38.9908 | -64.0958 | Argentina | AR | ARG | La Pampa |  | 11733 | 1032592194
Río Cuarto, Córdoba, Argentina | Río Cuarto | Rio Cuarto | -33.123 | -64.3478 | Argentina | AR | ARG | Córdoba | minor | 158.298 | 1032552145
Rio de Janeiro, Rio de Janeiro, Brazil | Rio de Janeiro | Rio de Janeiro | -22.9083 | -43.1964 | Brazil | BR | BRA | Rio de Janeiro | admin | 12272000 | 1076887657
Rio del Mar, California, United States | Rio del Mar | Rio del Mar | 36.9607 | -121.8807 | United States | US | USA | California |  | 9775 | 1840028179
Rio Espera, Minas Gerais, Brazil | Rio Espera | Rio Espera | -20.8536 | -43.5205 | Brazil | BR | BRA | Minas Gerais |  | 6070 | 1076899427
Río Gallegos, Santa Cruz, Argentina | Río Gallegos | Rio Gallegos | -51.6333 | -69.2333 | Argentina | AR | ARG | Santa Cruz | admin | 95796 | 1032471024
Rio Grande, Rio Grande do Sul, Brazil | Rio Grande | Rio Grande | -32.0495 | -52.12 | Brazil | BR | BRA | Rio Grande do Sul |  | 187838 | 1076567920
Río Grande, Puerto Rico, Puerto Rico | Río Grande | Rio Grande | 18.3789 | -65.8388 | Puerto Rico | PR | PRI | Puerto Rico |  | 12973 | 1630023701
Río Grande, Tierra del Fuego, Antártida e Islas del Atlántico Sur, Argentina | Río Grande | Rio Grande | -53.7914 | -67.699 | Argentina | AR | ARG | Tierra del Fuego, Antártida e Islas del Atlántico Sur | minor | 31095 | 1032824067
Rio Grande City, Texas, United States | Rio Grande City | Rio Grande City | 26.3808 | -98.8215 | United States | US | USA | Texas |  | 48610 | 1840021016
Rio Grande da Serra, São Paulo, Brazil | Rio Grande da Serra | Rio Grande da Serra | -23.7439 | -46.3978 | Brazil | BR | BRA | São Paulo |  | 48302 | 1076473006
Rio Hondo, Texas, United States | Rio Hondo | Rio Hondo | 26.2347 | -97.5817 | United States | US | USA | Texas |  | 5082 | 1840021038
Rio Largo, Alagoas, Brazil | Rio Largo | Rio Largo | -9.4783 | -35.8533 | Brazil | BR | BRA | Alagoas |  | 158545 | 1076018887
Rio Linda, California, United States | Rio Linda | Rio Linda | 38.6876 | -121.4418 | United States | US | USA | California |  | 15460 | 1840018843
Rio Maior, Santarém, Portugal | Rio Maior | Rio Maior | 39.3333 | -8.9333 | Portugal | PT | PRT | Santarém | minor | 21192 | 1620036651
Río Mayo, Chubut, Argentina | Río Mayo | Rio Mayo | -45.6834 | -70.2666 | Argentina | AR | ARG | Chubut |  | 1825 | 1032155044
Rio Negro, Paraná, Brazil | Rio Negro | Rio Negro | -26.1 | -49.79 | Brazil | BR | BRA | Paraná |  | 65597 | 1076653242
Rio Pinar, Florida, United States | Rio Pinar | Rio Pinar | 28.5271 | -81.2628 | United States | US | USA | Florida |  | 5354 | 1840039091
Rio Rancho, New Mexico, United States | Rio Rancho | Rio Rancho | 35.2872 | -106.6981 | United States | US | USA | New Mexico |  | 99178 | 1840020387
Rio Rico, Arizona, United States | Rio Rico | Rio Rico | 31.4957 | -110.9886 | United States | US | USA | Arizona |  | 19601 | 1840027004
Río Segundo, Córdoba, Argentina | Río Segundo | Rio Segundo | -31.6501 | -63.9116 | Argentina | AR | ARG | Córdoba |  | 19713 | 1032477999
Río Tercero, Córdoba, Argentina | Río Tercero | Rio Tercero | -32.1768 | -64.113 | Argentina | AR | ARG | Córdoba |  | 46421 | 1032103221
Rio Tinto, Porto, Portugal | Rio Tinto | Rio Tinto | 41.1833 | -8.5667 | Portugal | PT | PRT | Porto |  | 50713 | 1620258719
Rio Verde, Goiás, Brazil | Rio Verde | Rio Verde | -17.8196 | -50.93 | Brazil | BR | BRA | Goiás |  | 48318 | 1076844683
Rio Vista, California, United States | Rio Vista | Rio Vista | 38.1763 | -121.7025 | United States | US | USA | California |  | 9369 | 1840020254
Riobamba, Chimborazo, Ecuador | Riobamba | Riobamba | -1.6743 | -78.6483 | Ecuador | EC | ECU | Chimborazo | admin | 146324 | 1218552075
Ríohacha, La Guajira, Colombia | Ríohacha | Riohacha | 11.5442 | -72.9069 | Colombia | CO | COL | La Guajira | admin | 167865 | 1170903069
Rioverde, San Luis Potosí, Mexico | Rioverde | Rioverde | 21.93 | -99.98 | Mexico | MX | MEX | San Luis Potosí | minor | 69613 | 1484341437
Ripley, Derbyshire, United Kingdom | Ripley | Ripley | 53.05 | -1.407 | United Kingdom | GB | GBR | Derbyshire |  | 20807 | 1826520155
Ripley, Tennessee, United States | Ripley | Ripley | 35.7449 | -89.5358 | United States | US | USA | Tennessee |  | 8045 | 1840014509
Ripon, North Yorkshire, United Kingdom | Ripon | Ripon | 54.138 | -1.524 | United Kingdom | GB | GBR | North Yorkshire |  | 16702 | 1826726048
Ripon, California, United States | Ripon | Ripon | 37.7417 | -121.131 | United States | US | USA | California |  | 16386 | 1840020264
Ripon, Wisconsin, United States | Ripon | Ripon | 43.8436 | -88.8387 | United States | US | USA | Wisconsin |  | 8040 | 1840002609
Ripponden, Calderdale, United Kingdom | Ripponden | Ripponden | 53.672 | -1.946 | United Kingdom | GB | GBR | Calderdale |  | 7421 | 1826594774
Risalpur Cantonment, Khyber Pakhtunkhwa, Pakistan | Risalpur Cantonment | Risalpur Cantonment | 34.0049 | 71.9989 | Pakistan | PK | PAK | Khyber Pakhtunkhwa |  | 36653 | 1586844436
Risca, Caerphilly, United Kingdom | Risca | Risca | 51.608 | -3.091 | United Kingdom | GB | GBR | Caerphilly |  | 11693 | 1826115137
Rîşcani, Rîşcani, Moldova | Rîşcani | Riscani | 47.9561 | 27.5536 | Moldova | MD | MDA | Rîşcani | admin | 9259 | 1498650340
Rishon LeẔiyyon, Central, Israel | Rishon LeẔiyyon | Rishon LeZiyyon | 31.95 | 34.8 | Israel | IL | ISR | Central |  | 249860 | 1376642268
Rishra, West Bengal, India | Rishra | Rishra | 22.71 | 88.35 | India | IN | IND | West Bengal |  | 124577 | 1356339732
Rishton, Lancashire, United Kingdom | Rishton | Rishton | 53.7701 | -2.4187 | United Kingdom | GB | GBR | Lancashire |  | 6625 | 1826974953
Ris-Orangis, Île-de-France, France | Ris-Orangis | Ris-Orangis | 48.6537 | 2.4161 | France | FR | FRA | Île-de-France |  | 29225 | 1250798582
Ritchot, Manitoba, Canada | Ritchot | Ritchot | 49.6647 | -97.1167 | Canada | CA | CAN | Manitoba |  | 6679 | 1124001990
Rittman, Ohio, United States | Rittman | Rittman | 40.9736 | -81.7849 | United States | US | USA | Ohio |  | 6506 | 1840009372
Rittō, Shiga, Japan | Rittō | Ritto | 35.0217 | 135.9981 | Japan | JP | JPN | Shiga |  | 69294 | 1392932001
Rivas, Rivas, Nicaragua | Rivas | Rivas | 11.4404 | -85.82 | Nicaragua | NI | NIC | Rivas | admin | 31941 | 1558146594
River Edge, New Jersey, United States | River Edge | River Edge | 40.9268 | -74.0387 | United States | US | USA | New Jersey |  | 11435 | 1840000900
River Falls, Wisconsin, United States | River Falls | River Falls | 44.861 | -92.6248 | United States | US | USA | Wisconsin |  | 16402 | 1840002289
River Forest, Illinois, United States | River Forest | River Forest | 41.895 | -87.8194 | United States | US | USA | Illinois |  | 10816 | 1840011284
River Grove, Illinois, United States | River Grove | River Grove | 41.9243 | -87.8379 | United States | US | USA | Illinois |  | 9883 | 1840011285
River Oaks, Texas, United States | River Oaks | River Oaks | 32.7767 | -97.3984 | United States | US | USA | Texas |  | 7630 | 1840020701
River Park, Florida, United States | River Park | River Park | 27.3214 | -80.3307 | United States | US | USA | Florida |  | 6818 | 1840028958
River Ridge, Louisiana, United States | River Ridge | River Ridge | 29.9593 | -90.2202 | United States | US | USA | Louisiana |  | 13241 | 1840013995
River Ridge, Florida, United States | River Ridge | River Ridge | 28.2669 | -82.6257 | United States | US | USA | Florida |  | 5191 | 1840039098
River Rouge, Michigan, United States | River Rouge | River Rouge | 42.2731 | -83.1246 | United States | US | USA | Michigan |  | 7419 | 1840003960
River Vale, New Jersey, United States | River Vale | River Vale | 41.0136 | -74.008 | United States | US | USA | New Jersey |  | 9976 | 1840081804
Rivera, Rivera, Uruguay | Rivera | Rivera | -30.9025 | -55.5506 | Uruguay | UY | URY | Rivera | admin | 78900 | 1858819782
Riverbank, California, United States | Riverbank | Riverbank | 37.7268 | -120.9402 | United States | US | USA | California |  | 24881 | 1840020286
Riverdale, Georgia, United States | Riverdale | Riverdale | 33.564 | -84.4103 | United States | US | USA | Georgia |  | 15594 | 1840014815
Riverdale, Illinois, United States | Riverdale | Riverdale | 41.6441 | -87.6365 | United States | US | USA | Illinois |  | 13077 | 1840011286
Riverdale, Utah, United States | Riverdale | Riverdale | 41.1732 | -112.0024 | United States | US | USA | Utah |  | 8838 | 1840020131
Riverdale Park, Maryland, United States | Riverdale Park | Riverdale Park | 38.9642 | -76.9266 | United States | US | USA | Maryland |  | 7200 | 1840005989
Riverhead, New York, United States | Riverhead | Riverhead | 40.9409 | -72.7095 | United States | US | USA | New York |  | 33625 | 1840058445
Riverside, California, United States | Riverside | Riverside | 33.9381 | -117.3948 | United States | US | USA | California |  | 2107852 | 1840020551
Riverside, New Jersey, United States | Riverside | Riverside | 40.0358 | -74.9564 | United States | US | USA | New Jersey |  | 7884 | 1840081629
Riverside, Ohio, United States | Riverside | Riverside | 39.7836 | -84.1219 | United States | US | USA | Ohio |  | 25133 | 1840012490
Riverside, Illinois, United States | Riverside | Riverside | 41.831 | -87.8169 | United States | US | USA | Illinois |  | 8563 | 1840011287
Riverside, Connecticut, United States | Riverside | Riverside | 41.0319 | -73.5827 | United States | US | USA | Connecticut |  | 8414 | 1840026286
Riverside, Maryland, United States | Riverside | Riverside | 39.4777 | -76.2385 | United States | US | USA | Maryland |  | 5839 | 1840031473
Riverton, Utah, United States | Riverton | Riverton | 40.5177 | -111.9635 | United States | US | USA | Utah |  | 44440 | 1840020157
Riverton, Wyoming, United States | Riverton | Riverton | 43.0421 | -108.414 | United States | US | USA | Wyoming |  | 12445 | 1840020026
Riverview, Florida, United States | Riverview | Riverview | 27.8227 | -82.3023 | United States | US | USA | Florida |  | 91190 | 1840014158
Riverview, New Brunswick, Canada | Riverview | Riverview | 46.0613 | -64.8052 | Canada | CA | CAN | New Brunswick |  | 19667 | 1124000112
Riverview, Michigan, United States | Riverview | Riverview | 42.1728 | -83.1935 | United States | US | USA | Michigan |  | 12032 | 1840003961
Riviera Beach, Florida, United States | Riviera Beach | Riviera Beach | 26.7812 | -80.0742 | United States | US | USA | Florida |  | 35463 | 1840015126
Riviera Beach, Maryland, United States | Riviera Beach | Riviera Beach | 39.1628 | -76.5263 | United States | US | USA | Maryland |  | 12577 | 1840005916
Rivière-du-Loup, Quebec, Canada | Rivière-du-Loup | Riviere-du-Loup | 47.8333 | -69.5333 | Canada | CA | CAN | Quebec |  | 19447 | 1124662123
Riviersonderend, Western Cape, South Africa | Riviersonderend | Riviersonderend | -34.15 | 19.9 | South Africa | ZA | ZAF | Western Cape |  | 5245 | 1710437145
Rivne, Rivnens’ka Oblast’, Ukraine | Rivne | Rivne | 50.6197 | 26.2514 | Ukraine | UA | UKR | Rivnens’ka Oblast’ | admin | 245630 | 1804144712
Rixensart, Wallonia, Belgium | Rixensart | Rixensart | 50.7167 | 4.5333 | Belgium | BE | BEL | Wallonia |  | 22401 | 1056643005
Riyadh, Ar Riyāḑ, Saudi Arabia | Riyadh | Riyadh | 24.65 | 46.71 | Saudi Arabia | SA | SAU | Ar Riyāḑ | primary | 6881000 | 1682999334
Rize, Rize, Turkey | Rize | Rize | 41.0167 | 40.5167 | Turkey | TR | TUR | Rize | admin | 141143 | 1792024731
Rizhao, Shandong, China | Rizhao | Rizhao | 35.4164 | 119.4331 | China | CN | CHN | Shandong | minor | 2720000 | 1156032841
Roanne, Auvergne-Rhône-Alpes, France | Roanne | Roanne | 46.0367 | 4.0689 | France | FR | FRA | Auvergne-Rhône-Alpes | minor | 34366 | 1250674978
Roanoke, Virginia, United States | Roanoke | Roanoke | 37.2785 | -79.958 | United States | US | USA | Virginia |  | 214674 | 1840003858
Roanoke, Texas, United States | Roanoke | Roanoke | 33.0148 | -97.2268 | United States | US | USA | Texas |  | 9388 | 1840020641
Roanoke Rapids, North Carolina, United States | Roanoke Rapids | Roanoke Rapids | 36.4452 | -77.6491 | United States | US | USA | North Carolina |  | 22225 | 1840014437
Roaring Spring, Pennsylvania, United States | Roaring Spring | Roaring Spring | 40.3348 | -78.3958 | United States | US | USA | Pennsylvania |  | 6718 | 1840001086
Roatán, Islas de la Bahía, Honduras | Roatán | Roatan | 16.33 | -86.519 | Honduras | HN | HND | Islas de la Bahía | admin | 7514 | 1340163370
Robāţ Karīm, Tehrān, Iran | Robāţ Karīm | Robat Karim | 35.4847 | 51.0828 | Iran | IR | IRN | Tehrān | minor | 105393 | 1364282464
Robbins, Illinois, United States | Robbins | Robbins | 41.6431 | -87.708 | United States | US | USA | Illinois |  | 5438 | 1840011288
Robbinsdale, Minnesota, United States | Robbinsdale | Robbinsdale | 45.0261 | -93.3332 | United States | US | USA | Minnesota |  | 14389 | 1840008931
Robbinsville, New Jersey, United States | Robbinsville | Robbinsville | 40.222 | -74.591 | United States | US | USA | New Jersey |  | 14245 | 1840081653
Röbel, Mecklenburg-Western Pomerania, Germany | Röbel | Robel | 53.3761 | 12.6061 | Germany | DE | DEU | Mecklenburg-Western Pomerania |  | 5044 | 1276548429
Robertsdale, Alabama, United States | Robertsdale | Robertsdale | 30.5534 | -87.7023 | United States | US | USA | Alabama |  | 9817 | 1840014981
Robertsport, Grand Cape Mount, Liberia | Robertsport | Robertsport | 6.7533 | -11.3686 | Liberia | LR | LBR | Grand Cape Mount | admin | 11969 | 1430885010
Robertsville, New Jersey, United States | Robertsville | Robertsville | 40.3395 | -74.2939 | United States | US | USA | New Jersey |  | 11840 | 1840026509
Roberval, Quebec, Canada | Roberval | Roberval | 48.52 | -72.23 | Canada | CA | CAN | Quebec |  | 10227 | 1124395055
Robeson, Pennsylvania, United States | Robeson | Robeson | 40.2363 | -75.8724 | United States | US | USA | Pennsylvania |  | 7395 | 1840144018
Robinson, Texas, United States | Robinson | Robinson | 31.4501 | -97.1201 | United States | US | USA | Texas |  | 11926 | 1840020813
Robinson, Illinois, United States | Robinson | Robinson | 39.0089 | -87.7333 | United States | US | USA | Illinois |  | 7513 | 1840009691
Robinson Township, Pennsylvania, United States | Robinson Township | Robinson Township | 40.4578 | -80.1334 | United States | US | USA | Pennsylvania |  | 13650 | 1840149298
Robinwood, Maryland, United States | Robinwood | Robinwood | 39.6266 | -77.663 | United States | US | USA | Maryland |  | 8123 | 1840031480
Roboré, Santa Cruz, Bolivia | Roboré | Robore | -18.3295 | -59.76 | Bolivia | BO | BOL | Santa Cruz |  | 10036 | 1068498462
Robstown, Texas, United States | Robstown | Robstown | 27.7886 | -97.6685 | United States | US | USA | Texas |  | 11755 | 1840021010
Roby, Knowsley, United Kingdom | Roby | Roby | 53.413 | -2.852 | United Kingdom | GB | GBR | Knowsley |  | 7254 | 1826315331
Rocafuerte, Loreto, Peru | Rocafuerte | Rocafuerte | -0.9329 | -75.4 | Peru | PE | PER | Loreto |  | 40 | 1604951110
Rocha, Rocha, Uruguay | Rocha | Rocha | -34.4833 | -54.35 | Uruguay | UY | URY | Rocha | admin | 25422 | 1858936449
Rochdale, Rochdale, United Kingdom | Rochdale | Rochdale | 53.6136 | -2.161 | United Kingdom | GB | GBR | Rochdale |  | 107926 | 1826578106
Rochedale, Queensland, Australia | Rochedale | Rochedale | -27.5952 | 153.1233 | Australia | AU | AUS | Queensland |  | 15317 | 1036018437
Rochefort, Nouvelle-Aquitaine, France | Rochefort | Rochefort | 45.9421 | -0.9588 | France | FR | FRA | Nouvelle-Aquitaine | minor | 24151 | 1250215806
Rochelle, Illinois, United States | Rochelle | Rochelle | 41.9195 | -89.0632 | United States | US | USA | Illinois |  | 10723 | 1840009179
Rochelle Park, New Jersey, United States | Rochelle Park | Rochelle Park | 40.9069 | -74.0791 | United States | US | USA | New Jersey |  | 5613 | 1840081801
Rochester, New York, United States | Rochester | Rochester | 43.168 | -77.6162 | United States | US | USA | New York |  | 703952 | 1840000373
Rochester, Minnesota, United States | Rochester | Rochester | 44.0151 | -92.4778 | United States | US | USA | Minnesota |  | 119942 | 1840008987
Rochester, Medway, United Kingdom | Rochester | Rochester | 51.375 | 0.5 | United Kingdom | GB | GBR | Medway |  | 62982 | 1826559634
Rochester, New Hampshire, United States | Rochester | Rochester | 43.299 | -70.9787 | United States | US | USA | New Hampshire |  | 31526 | 1840002809
Rochester, Michigan, United States | Rochester | Rochester | 42.6866 | -83.1198 | United States | US | USA | Michigan |  | 13296 | 1840002428
Rochester, Indiana, United States | Rochester | Rochester | 41.059 | -86.196 | United States | US | USA | Indiana |  | 7046 | 1840009329
Rochester, Massachusetts, United States | Rochester | Rochester | 41.76 | -70.8385 | United States | US | USA | Massachusetts |  | 5527 | 1840053575
Rochester Hills, Michigan, United States | Rochester Hills | Rochester Hills | 42.6645 | -83.1563 | United States | US | USA | Michigan |  | 74516 | 1840002429
Rochford, Essex, United Kingdom | Rochford | Rochford | 51.5821 | 0.7065 | United Kingdom | GB | GBR | Essex |  | 8471 | 1826801130
Rochlitz, Saxony, Germany | Rochlitz | Rochlitz | 51.0481 | 12.7986 | Germany | DE | DEU | Saxony |  | 5711 | 1276631042
Rock Falls, Illinois, United States | Rock Falls | Rock Falls | 41.7723 | -89.6928 | United States | US | USA | Illinois |  | 8740 | 1840009202
Rock Ferry, Wirral, United Kingdom | Rock Ferry | Rock Ferry | 53.373 | -3.008 | United Kingdom | GB | GBR | Wirral |  | 14298 | 1826250027
Rock Hill, South Carolina, United States | Rock Hill | Rock Hill | 34.9416 | -81.0244 | United States | US | USA | South Carolina |  | 119105 | 1840014618
Rock Island, Illinois, United States | Rock Island | Rock Island | 41.4699 | -90.5827 | United States | US | USA | Illinois |  | 37176 | 1840009233
Rock Springs, Wyoming, United States | Rock Springs | Rock Springs | 41.5951 | -109.2238 | United States | US | USA | Wyoming |  | 25913 | 1840020101
Rockaway, New Jersey, United States | Rockaway | Rockaway | 40.9602 | -74.4988 | United States | US | USA | New Jersey |  | 24792 | 1840000951
Rockcreek, Oregon, United States | Rockcreek | Rockcreek | 45.5525 | -122.8757 | United States | US | USA | Oregon |  | 9898 | 1840034833
Rockdale, Texas, United States | Rockdale | Rockdale | 30.6542 | -97.0089 | United States | US | USA | Texas |  | 5368 | 1840020859
Rockenhausen, Rhineland-Palatinate, Germany | Rockenhausen | Rockenhausen | 49.6286 | 7.8206 | Germany | DE | DEU | Rhineland-Palatinate |  | 5322 | 1276083593
Rockford, Illinois, United States | Rockford | Rockford | 42.2597 | -89.0641 | United States | US | USA | Illinois |  | 282762 | 1840009132
Rockford, Michigan, United States | Rockford | Rockford | 43.1266 | -85.5582 | United States | US | USA | Michigan |  | 6391 | 1840002924
Rockhampton, Queensland, Australia | Rockhampton | Rockhampton | -23.375 | 150.5117 | Australia | AU | AUS | Queensland |  | 78592 | 1036768986
Rockingham, North Carolina, United States | Rockingham | Rockingham | 34.9386 | -79.7608 | United States | US | USA | North Carolina |  | 23016 | 1840014617
Rockingham, Vermont, United States | Rockingham | Rockingham | 43.1815 | -72.5014 | United States | US | USA | Vermont |  | 5068 | 1840028534
Rockland, Massachusetts, United States | Rockland | Rockland | 42.1295 | -70.91 | United States | US | USA | Massachusetts |  | 17909 | 1840053576
Rockland, Maine, United States | Rockland | Rockland | 44.1274 | -69.1369 | United States | US | USA | Maine |  | 8616 | 1840000322
Rockledge, Florida, United States | Rockledge | Rockledge | 28.3201 | -80.732 | United States | US | USA | Florida |  | 28227 | 1840015095
Rocklin, California, United States | Rocklin | Rocklin | 38.8075 | -121.2488 | United States | US | USA | California |  | 68823 | 1840020232
Rockmart, Georgia, United States | Rockmart | Rockmart | 34.0103 | -85.0441 | United States | US | USA | Georgia |  | 8071 | 1840014753
Rockport, Texas, United States | Rockport | Rockport | 28.029 | -97.0722 | United States | US | USA | Texas |  | 19743 | 1840020999
Rockport, Massachusetts, United States | Rockport | Rockport | 42.6543 | -70.6223 | United States | US | USA | Massachusetts |  | 7212 | 1840053537
Rockton, Illinois, United States | Rockton | Rockton | 42.45 | -89.0629 | United States | US | USA | Illinois |  | 7441 | 1840011121
Rockville, Maryland, United States | Rockville | Rockville | 39.0834 | -77.1552 | United States | US | USA | Maryland |  | 68079 | 1840005849
Rockville, Connecticut, United States | Rockville | Rockville | 41.8667 | -72.4528 | United States | US | USA | Connecticut |  | 7332 | 1840003274
Rockville Centre, New York, United States | Rockville Centre | Rockville Centre | 40.6644 | -73.6383 | United States | US | USA | New York |  | 24550 | 1840005320
Rockwall, Texas, United States | Rockwall | Rockwall | 32.9169 | -96.4377 | United States | US | USA | Texas |  | 45888 | 1840020717
Rockwood, Manitoba, Canada | Rockwood | Rockwood | 50.2856 | -97.2869 | Canada | CA | CAN | Manitoba |  | 7823 | 1124000435
Rockwood, Virginia, United States | Rockwood | Rockwood | 37.463 | -77.5744 | United States | US | USA | Virginia |  | 7712 | 1840041858
Rockwood, Tennessee, United States | Rockwood | Rockwood | 35.8693 | -84.6731 | United States | US | USA | Tennessee |  | 5425 | 1840014498
Rocky Hill, Connecticut, United States | Rocky Hill | Rocky Hill | 41.6572 | -72.6632 | United States | US | USA | Connecticut |  | 20137 | 1840035560
Rocky Mount, North Carolina, United States | Rocky Mount | Rocky Mount | 35.9676 | -77.8048 | United States | US | USA | North Carolina |  | 64018 | 1840014490
Rocky Mount, Virginia, United States | Rocky Mount | Rocky Mount | 37.0045 | -79.8854 | United States | US | USA | Virginia |  | 5953 | 1840006479
Rocky Mountain House, Alberta, Canada | Rocky Mountain House | Rocky Mountain House | 52.3753 | -114.9217 | Canada | CA | CAN | Alberta |  | 6635 | 1124203206
Rocky Point, New York, United States | Rocky Point | Rocky Point | 40.9357 | -72.9364 | United States | US | USA | New York |  | 12902 | 1840005070
Rocky River, Ohio, United States | Rocky River | Rocky River | 41.4703 | -81.8526 | United States | US | USA | Ohio |  | 19986 | 1840003410
Rodach, Bavaria, Germany | Rodach | Rodach | 50.3333 | 10.7833 | Germany | DE | DEU | Bavaria |  | 6394 | 1276671158
Rodalben, Rhineland-Palatinate, Germany | Rodalben | Rodalben | 49.2397 | 7.6425 | Germany | DE | DEU | Rhineland-Palatinate |  | 6749 | 1276852589
Rodenberg, Lower Saxony, Germany | Rodenberg | Rodenberg | 52.3128 | 9.3594 | Germany | DE | DEU | Lower Saxony |  | 6505 | 1276151075
Rödental, Bavaria, Germany | Rödental | Rodental | 50.2883 | 11.0276 | Germany | DE | DEU | Bavaria |  | 13107 | 1276302053
Rodeo, California, United States | Rodeo | Rodeo | 38.0368 | -122.2526 | United States | US | USA | California |  | 10411 | 1840018900
Rodeo, San Juan, Argentina | Rodeo | Rodeo | -30.2156 | -69.14 | Argentina | AR | ARG | San Juan | minor | 701 | 1032937217
Rodewisch, Saxony, Germany | Rodewisch | Rodewisch | 50.5167 | 12.4167 | Germany | DE | DEU | Saxony |  | 6359 | 1276002058
Rodez, Occitanie, France | Rodez | Rodez | 44.3506 | 2.575 | France | FR | FRA | Occitanie | minor | 24057 | 1250807687
Rodgau, Hesse, Germany | Rodgau | Rodgau | 50.0256 | 8.8841 | Germany | DE | DEU | Hesse |  | 45202 | 1276173536
Roding, Bavaria, Germany | Roding | Roding | 49.1936 | 12.5192 | Germany | DE | DEU | Bavaria |  | 12081 | 1276027598
Rodniki, Ivanovskaya Oblast’, Russia | Rodniki | Rodniki | 57.1 | 41.7333 | Russia | RU | RUS | Ivanovskaya Oblast’ |  | 24335 | 1643416659
Rodolfo Sánchez Taboada, Baja California, Mexico | Rodolfo Sánchez Taboada | Rodolfo Sanchez Taboada | 31.7958 | -116.5911 | Mexico | MX | MEX | Baja California |  | 15038 | 1484409365
Ródos, Notío Aigaío, Greece | Ródos | Rodos | 36.4412 | 28.2225 | Greece | GR | GRC | Notío Aigaío | minor | 56969 | 1300944675
Roebourne, Western Australia, Australia | Roebourne | Roebourne | -20.7667 | 117.15 | Australia | AU | AUS | Western Australia |  | 981 | 1036752479
Roeland Park, Kansas, United States | Roeland Park | Roeland Park | 39.0358 | -94.6374 | United States | US | USA | Kansas |  | 6688 | 1840001640
Roeselare, Flanders, Belgium | Roeselare | Roeselare | 50.9447 | 3.1233 | Belgium | BE | BEL | Flanders | minor | 62301 | 1056334112
Rogaška Slatina, Rogaška Slatina, Slovenia | Rogaška Slatina | Rogaska Slatina | 46.2375 | 15.6397 | Slovenia | SI | SVN | Rogaška Slatina | admin |  | 1705772825
Rogašovci, Rogašovci, Slovenia | Rogašovci | Rogasovci | 46.8 | 16.0333 | Slovenia | SI | SVN | Rogašovci | admin |  | 1705970248
Rogatec, Rogatec, Slovenia | Rogatec | Rogatec | 46.2294 | 15.7003 | Slovenia | SI | SVN | Rogatec | admin |  | 1705579021
Rogers, Arkansas, United States | Rogers | Rogers | 36.3172 | -94.1526 | United States | US | USA | Arkansas |  | 68669 | 1840014444
Rogers, Minnesota, United States | Rogers | Rogers | 45.1865 | -93.5783 | United States | US | USA | Minnesota |  | 13490 | 1840008932
Rogerstone, Newport, United Kingdom | Rogerstone | Rogerstone | 51.5906 | -3.0537 | United Kingdom | GB | GBR | Newport |  | 10158 | 1826510350
Rogersville, Tennessee, United States | Rogersville | Rogersville | 36.4081 | -83.0043 | United States | US | USA | Tennessee |  | 6380 | 1840017699
Rohatyn, Ivano-Frankivs’ka Oblast’, Ukraine | Rohatyn | Rohatyn | 49.4167 | 24.6167 | Ukraine | UA | UKR | Ivano-Frankivs’ka Oblast’ | minor | 7797 | 1804693643
Rohnert Park, California, United States | Rohnert Park | Rohnert Park | 38.348 | -122.6964 | United States | US | USA | California |  | 43291 | 1840020243
Rohtak, Haryāna, India | Rohtak | Rohtak | 28.9 | 76.5667 | India | IN | IND | Haryāna |  | 374292 | 1356162915
Roi Et, Roi Et, Thailand | Roi Et | Roi Et | 16.0578 | 103.6514 | Thailand | TH | THA | Roi Et | admin | 35219 | 1764216668
Roissy-en-Brie, Île-de-France, France | Roissy-en-Brie | Roissy-en-Brie | 48.7906 | 2.6519 | France | FR | FRA | Île-de-France |  | 22994 | 1250233189
Roja, Rojas Novads, Latvia | Roja | Roja | 57.5015 | 22.8088 | Latvia | LV | LVA | Rojas Novads | admin |  | 1428577367
Rokiškis, Rokiškis, Lithuania | Rokiškis | Rokiskis | 55.9616 | 25.5807 | Lithuania | LT | LTU | Rokiškis | admin | 12738 | 1440918695
Rokycany, Plzeňský Kraj, Czechia | Rokycany | Rokycany | 49.7428 | 13.5946 | Czechia | CZ | CZE | Plzeňský Kraj |  | 14383 | 1203614655
Rolesville, North Carolina, United States | Rolesville | Rolesville | 35.9224 | -78.4656 | United States | US | USA | North Carolina |  | 8501 | 1840017759
Rolim de Moura, Rondônia, Brazil | Rolim de Moura | Rolim de Moura | -11.7302 | -61.7806 | Brazil | BR | BRA | Rondônia |  | 24516 | 1076556836
Rolla, Missouri, United States | Rolla | Rolla | 37.9458 | -91.7608 | United States | US | USA | Missouri |  | 21059 | 1840009849
Rolleston, Canterbury, New Zealand | Rolleston | Rolleston | -43.596 | 172.383 | New Zealand | NZ | NZL | Canterbury |  | 16350 | 1554176166
Rolling Hills Estates, California, United States | Rolling Hills Estates | Rolling Hills Estates | 33.7783 | -118.3509 | United States | US | USA | California |  | 8058 | 1840020494
Rolling Meadows, Illinois, United States | Rolling Meadows | Rolling Meadows | 42.0747 | -88.0252 | United States | US | USA | Illinois |  | 23532 | 1840009185
Roma, Texas, United States | Roma | Roma | 26.4166 | -99.006 | United States | US | USA | Texas |  | 11490 | 1840021017
Roma, Queensland, Australia | Roma | Roma | -26.5733 | 148.7869 | Australia | AU | AUS | Queensland |  | 6848 | 1036698836
Romainville, Île-de-France, France | Romainville | Romainville | 48.884 | 2.435 | France | FR | FRA | Île-de-France |  | 27567 | 1250311855
Romanshorn, Thurgau, Switzerland | Romanshorn | Romanshorn | 47.5635 | 9.3564 | Switzerland | CH | CHE | Thurgau |  | 11167 | 1756539997
Romans-sur-Isère, Auvergne-Rhône-Alpes, France | Romans-sur-Isère | Romans-sur-Isere | 45.0464 | 5.0517 | France | FR | FRA | Auvergne-Rhône-Alpes |  | 33160 | 1250668637
Romblon, Romblon, Philippines | Romblon | Romblon | 12.5751 | 122.2708 | Philippines | PH | PHL | Romblon | admin |  | 1608428749
Rome, Lazio, Italy | Rome | Rome | 41.8931 | 12.4828 | Italy | IT | ITA | Lazio | primary | 2872800 | 1380382862
Rome, Georgia, United States | Rome | Rome | 34.2661 | -85.1862 | United States | US | USA | Georgia |  | 61537 | 1840014681
Rome, New York, United States | Rome | Rome | 43.226 | -75.4909 | United States | US | USA | New York |  | 31863 | 1840000349
Romeoville, Illinois, United States | Romeoville | Romeoville | 41.6318 | -88.0996 | United States | US | USA | Illinois |  | 39746 | 1840011489
Romford, Havering, United Kingdom | Romford | Romford | 51.5768 | 0.1801 | United Kingdom | GB | GBR | Havering |  | 122854 | 1826695421
Römhild, Thuringia, Germany | Römhild | Romhild | 50.3833 | 10.55 | Germany | DE | DEU | Thuringia |  | 6869 | 1276685524
Romita, Guanajuato, Mexico | Romita | Romita | 20.8708 | -101.5169 | Mexico | MX | MEX | Guanajuato | minor | 51825 | 1484697777
Romny, Sums’ka Oblast’, Ukraine | Romny | Romny | 50.7428 | 33.4879 | Ukraine | UA | UKR | Sums’ka Oblast’ | minor | 40316 | 1804386942
Romsey, Hampshire, United Kingdom | Romsey | Romsey | 50.989 | -1.4966 | United Kingdom | GB | GBR | Hampshire |  | 19441 | 1826793384
Romulus, Michigan, United States | Romulus | Romulus | 42.2237 | -83.366 | United States | US | USA | Michigan |  | 23573 | 1840003963
Ronda, Andalusia, Spain | Ronda | Ronda | 36.7372 | -5.1647 | Spain | ES | ESP | Andalusia |  | 33877 | 1724795472
Rondonópolis, Mato Grosso, Brazil | Rondonópolis | Rondonopolis | -16.4695 | -54.64 | Brazil | BR | BRA | Mato Grosso |  | 152912 | 1076627175
Rongcheng, Yunnan, China | Rongcheng | Rongcheng | 26.2312 | 104.0966 | China | CN | CHN | Yunnan |  | 1302891 | 1156122888
Rongcheng, Hubei, China | Rongcheng | Rongcheng | 29.8239 | 112.9019 | China | CN | CHN | Hubei | minor | 1162770 | 1156102432
Rongjiawan, Hunan, China | Rongjiawan | Rongjiawan | 29.3801 | 113.1 | China | CN | CHN | Hunan | minor | 826000 | 1156795164
Rongwo, Qinghai, China | Rongwo | Rongwo | 35.5165 | 102.0166 | China | CN | CHN | Qinghai | minor | 92601 | 1156068157
Ronkonkoma, New York, United States | Ronkonkoma | Ronkonkoma | 40.804 | -73.1258 | United States | US | USA | New York |  | 18302 | 1840005071
Ronneburg, Thuringia, Germany | Ronneburg | Ronneburg | 50.8636 | 12.1808 | Germany | DE | DEU | Thuringia |  | 5026 | 1276798153
Ronnenberg, Lower Saxony, Germany | Ronnenberg | Ronnenberg | 52.3194 | 9.6556 | Germany | DE | DEU | Lower Saxony |  | 24347 | 1276210070
Ronse, Flanders, Belgium | Ronse | Ronse | 50.75 | 3.6 | Belgium | BE | BEL | Flanders |  | 26337 | 1056897548
Roodepoort, Gauteng, South Africa | Roodepoort | Roodepoort | -26.1625 | 27.8725 | South Africa | ZA | ZAF | Gauteng |  | 326416 | 1710090212
Roosevelt, New York, United States | Roosevelt | Roosevelt | 40.6797 | -73.5837 | United States | US | USA | New York |  | 16229 | 1840005253
Roosevelt, Utah, United States | Roosevelt | Roosevelt | 40.2924 | -110.0093 | United States | US | USA | Utah |  | 7075 | 1840020162
Ropaži, Ropažu Novads, Latvia | Ropaži | Ropazi | 56.9747 | 24.6329 | Latvia | LV | LVA | Ropažu Novads | admin |  | 1428220999
Rorschach, Sankt Gallen, Switzerland | Rorschach | Rorschach | 47.4786 | 9.4936 | Switzerland | CH | CHE | Sankt Gallen | minor | 9439 | 1756630924
Rørvik, Nord-Trøndelag, Norway | Rørvik | Rorvik | 64.868 | 11.2053 | Norway | NO | NOR | Nord-Trøndelag | minor | 2615 | 1578785320
Ros Comáin, Roscommon, Ireland | Ros Comáin | Ros Comain | 53.6333 | -8.1833 | Ireland | IE | IRL | Roscommon | admin | 4860 | 1372870384
Rosa Zarate, Esmeraldas, Ecuador | Rosa Zarate | Rosa Zarate | 0.3272 | -79.4689 | Ecuador | EC | ECU | Esmeraldas |  | 28928 | 1218721040
Rosales, Chihuahua, Mexico | Rosales | Rosales | 28.2 | -105.55 | Mexico | MX | MEX | Chihuahua | minor | 5570 | 1484613026
Rosamond, California, United States | Rosamond | Rosamond | 34.8658 | -118.2154 | United States | US | USA | California |  | 20028 | 1840019140
Rosario, Santa Fe, Argentina | Rosario | Rosario | -32.9575 | -60.6394 | Argentina | AR | ARG | Santa Fe | minor | 1193605 | 1032770677
Rosario, Colonia, Uruguay | Rosario | Rosario | -34.3139 | -57.3525 | Uruguay | UY | URY | Colonia |  | 9311 | 1858160603
Rosário, Maranhão, Brazil | Rosário | Rosario | -2.94 | -44.26 | Brazil | BR | BRA | Maranhão |  | 6798 | 1076804900
Rosário do Sul, Rio Grande do Sul, Brazil | Rosário do Sul | Rosario do Sul | -30.2583 | -54.9142 | Brazil | BR | BRA | Rio Grande do Sul |  | 36721 | 1076900712
Rosaryville, Maryland, United States | Rosaryville | Rosaryville | 38.7672 | -76.8266 | United States | US | USA | Maryland |  | 10705 | 1840005952
Rosbach vor der Höhe, Hesse, Germany | Rosbach vor der Höhe | Rosbach vor der Hohe | 50.2986 | 8.7006 | Germany | DE | DEU | Hesse |  | 12307 | 1276636774
Roscoe, Illinois, United States | Roscoe | Roscoe | 42.4256 | -89.0083 | United States | US | USA | Illinois |  | 10510 | 1840011122
Rose Hill, Virginia, United States | Rose Hill | Rose Hill | 38.7872 | -77.1085 | United States | US | USA | Virginia |  | 22011 | 1840133323
Roseau, Saint George, Dominica | Roseau | Roseau | 15.3 | -61.3833 | Dominica | DM | DMA | Saint George | primary | 16582 | 1212060440
Roseburg, Oregon, United States | Roseburg | Roseburg | 43.2232 | -123.3518 | United States | US | USA | Oregon |  | 46228 | 1840020034
Roseburg North, Oregon, United States | Roseburg North | Roseburg North | 43.2653 | -123.3025 | United States | US | USA | Oregon |  | 5207 | 1840074590
Rosedale, Maryland, United States | Rosedale | Rosedale | 39.3266 | -76.5084 | United States | US | USA | Maryland |  | 19336 | 1840005690
Rosedale, California, United States | Rosedale | Rosedale | 35.3887 | -119.2058 | United States | US | USA | California |  | 16737 | 1840019141
Roseira, São Paulo, Brazil | Roseira | Roseira | -22.8978 | -45.305 | Brazil | BR | BRA | São Paulo |  | 10344 | 1076731583
Roseland, New Jersey, United States | Roseland | Roseland | 40.8208 | -74.3085 | United States | US | USA | New Jersey |  | 5835 | 1840000998
Roselle, New Jersey, United States | Roselle | Roselle | 40.6527 | -74.2599 | United States | US | USA | New Jersey |  | 21811 | 1840001092
Roselle, Illinois, United States | Roselle | Roselle | 41.9807 | -88.0861 | United States | US | USA | Illinois |  | 22463 | 1840011407
Roselle Park, New Jersey, United States | Roselle Park | Roselle Park | 40.6653 | -74.2666 | United States | US | USA | New Jersey |  | 13588 | 1840001093
Rosemead, California, United States | Rosemead | Rosemead | 34.0689 | -118.0823 | United States | US | USA | California |  | 54058 | 1840020495
Rosemère, Quebec, Canada | Rosemère | Rosemere | 45.6369 | -73.8 | Canada | CA | CAN | Quebec |  | 14294 | 1124741055
Rosemont, California, United States | Rosemont | Rosemont | 38.5477 | -121.3553 | United States | US | USA | California |  | 23617 | 1840018844
Rosemount, Minnesota, United States | Rosemount | Rosemount | 44.7465 | -93.0662 | United States | US | USA | Minnesota |  | 25207 | 1840008951
Rosenberg, Texas, United States | Rosenberg | Rosenberg | 29.546 | -95.822 | United States | US | USA | Texas |  | 38307 | 1840020948
Rosendale, New York, United States | Rosendale | Rosendale | 41.8473 | -74.0786 | United States | US | USA | New York |  | 5907 | 1840058452
Rosenfeld, Baden-Württemberg, Germany | Rosenfeld | Rosenfeld | 48.2864 | 8.7242 | Germany | DE | DEU | Baden-Württemberg |  | 6347 | 1276473331
Rosenheim, Bavaria, Germany | Rosenheim | Rosenheim | 47.8561 | 12.1289 | Germany | DE | DEU | Bavaria | minor | 63324 | 1276301675
Rosetta, Al Buḩayrah, Egypt | Rosetta | Rosetta | 31.4014 | 30.4194 | Egypt | EG | EGY | Al Buḩayrah |  | 68947 | 1818868679
Roseville, California, United States | Roseville | Roseville | 38.7703 | -121.3196 | United States | US | USA | California |  | 141500 | 1840020233
Roseville, Michigan, United States | Roseville | Roseville | 42.5074 | -82.9369 | United States | US | USA | Michigan |  | 47018 | 1840003092
Roseville, Minnesota, United States | Roseville | Roseville | 45.0155 | -93.1545 | United States | US | USA | Minnesota |  | 36457 | 1840008939
Rosh Ha‘Ayin, Central, Israel | Rosh Ha‘Ayin | Rosh Ha`Ayin | 32.0833 | 34.95 | Israel | IL | ISR | Central |  | 56300 | 1376619380
Roshal, Moskovskaya Oblast’, Russia | Roshal | Roshal | 55.6667 | 39.8833 | Russia | RU | RUS | Moskovskaya Oblast’ |  | 20418 | 1643370665
Rosice, Jihomoravský Kraj, Czechia | Rosice | Rosice | 49.1824 | 16.3879 | Czechia | CZ | CZE | Jihomoravský Kraj |  | 6291 | 1203036203
Roskilde, Sjælland, Denmark | Roskilde | Roskilde | 55.65 | 12.0833 | Denmark | DK | DNK | Sjælland | minor | 44285 | 1208722269
Roskovec, Fier, Albania | Roskovec | Roskovec | 40.7375 | 19.7022 | Albania | AL | ALB | Fier |  | 6657 | 1008765146
Roslavl, Smolenskaya Oblast’, Russia | Roslavl | Roslavl | 53.9492 | 32.8569 | Russia | RU | RUS | Smolenskaya Oblast’ |  | 50112 | 1643356591
Roslyn Heights, New York, United States | Roslyn Heights | Roslyn Heights | 40.7787 | -73.6396 | United States | US | USA | New York |  | 6591 | 1840005254
Rosny-sous-Bois, Île-de-France, France | Rosny-sous-Bois | Rosny-sous-Bois | 48.8667 | 2.4833 | France | FR | FRA | Île-de-France |  | 46207 | 1250643229
Rosoman, Rosoman, Macedonia | Rosoman | Rosoman | 41.5167 | 21.9458 | Macedonia | MK | MKD | Rosoman | admin |  | 1807663389
Rösrath, North Rhine-Westphalia, Germany | Rösrath | Rosrath | 50.9 | 7.1833 | Germany | DE | DEU | North Rhine-Westphalia |  | 28693 | 1276492557
Ross on Wye, Herefordshire, United Kingdom | Ross on Wye | Ross on Wye | 51.914 | -2.587 | United Kingdom | GB | GBR | Herefordshire |  | 10700 | 1826303681
Ross Township, Pennsylvania, United States | Ross Township | Ross Township | 40.5256 | -80.0243 | United States | US | USA | Pennsylvania |  | 30728 | 1840149299
Ross Township, Pennsylvania, United States | Ross Township | Ross Township | 40.8772 | -75.3607 | United States | US | USA | Pennsylvania |  | 5799 | 1840144160
Rossford, Ohio, United States | Rossford | Rossford | 41.5832 | -83.5692 | United States | US | USA | Ohio |  | 6562 | 1840000624
Rossington, Doncaster, United Kingdom | Rossington | Rossington | 53.4759 | -1.0613 | United Kingdom | GB | GBR | Doncaster |  | 13557 | 1826906333
Rossmoor, California, United States | Rossmoor | Rossmoor | 33.7886 | -118.0803 | United States | US | USA | California |  | 11160 | 1840019320
Rosso, Trarza, Mauritania | Rosso | Rosso | 16.5128 | -15.805 | Mauritania | MR | MRT | Trarza | admin | 47203 | 1478524903
Rossosh, Voronezhskaya Oblast’, Russia | Rossosh | Rossosh | 50.1983 | 39.5672 | Russia | RU | RUS | Voronezhskaya Oblast’ | minor | 62827 | 1643115757
Rossville, Maryland, United States | Rossville | Rossville | 39.3572 | -76.4767 | United States | US | USA | Maryland |  | 15392 | 1840031398
Roßwein, Saxony, Germany | Roßwein | Rosswein | 51.0667 | 13.1833 | Germany | DE | DEU | Saxony |  | 7564 | 1276403011
Rostock, Mecklenburg-Western Pomerania, Germany | Rostock | Rostock | 54.0833 | 12.1333 | Germany | DE | DEU | Mecklenburg-Western Pomerania |  | 208886 | 1276210265
Rostov, Rostovskaya Oblast’, Russia | Rostov | Rostov | 47.2333 | 39.7167 | Russia | RU | RUS | Rostovskaya Oblast’ | admin | 1125299 | 1643013518
Rostov, Yaroslavskaya Oblast’, Russia | Rostov | Rostov | 57.1833 | 39.4167 | Russia | RU | RUS | Yaroslavskaya Oblast’ |  | 30943 | 1643848937
Rostraver, Pennsylvania, United States | Rostraver | Rostraver | 40.1686 | -79.8086 | United States | US | USA | Pennsylvania |  | 11127 | 1840144128
Rostuša, Mavrovo i Rostuša, Macedonia | Rostuša | Rostusa | 41.61 | 20.6 | Macedonia | MK | MKD | Mavrovo i Rostuša | admin |  | 1807907483
Roswell, Georgia, United States | Roswell | Roswell | 34.0391 | -84.3513 | United States | US | USA | Georgia |  | 94763 | 1840014741
Roswell, New Mexico, United States | Roswell | Roswell | 33.373 | -104.5294 | United States | US | USA | New Mexico |  | 48889 | 1840020549
Rosyth, Fife, United Kingdom | Rosyth | Rosyth | 56.0339 | -3.4323 | United Kingdom | GB | GBR | Fife |  | 13440 | 1826173931
Rotenburg an der Fulda, Hesse, Germany | Rotenburg an der Fulda | Rotenburg an der Fulda | 50.995 | 9.7272 | Germany | DE | DEU | Hesse |  | 14676 | 1276092129
Roth, Bavaria, Germany | Roth | Roth | 49.2461 | 11.0911 | Germany | DE | DEU | Bavaria |  | 25593 | 1276856142
Rötha, Saxony, Germany | Rötha | Rotha | 51.1972 | 12.4172 | Germany | DE | DEU | Saxony |  | 6141 | 1276132999
Röthenbach an der Pegnitz, Bavaria, Germany | Röthenbach an der Pegnitz | Rothenbach an der Pegnitz | 49.4847 | 11.2475 | Germany | DE | DEU | Bavaria |  | 12203 | 1276836579
Rothenburg ob der Tauber, Bavaria, Germany | Rothenburg ob der Tauber | Rothenburg ob der Tauber | 49.3772 | 10.1789 | Germany | DE | DEU | Bavaria |  | 11243 | 1276993004
Rotherham, Rotherham, United Kingdom | Rotherham | Rotherham | 53.43 | -1.357 | United Kingdom | GB | GBR | Rotherham |  | 109691 | 1826763937
Rothesay, New Brunswick, Canada | Rothesay | Rothesay | 45.3831 | -65.9969 | Canada | CA | CAN | New Brunswick |  | 11659 | 1124211328
Rothschild, Wisconsin, United States | Rothschild | Rothschild | 44.8761 | -89.6173 | United States | US | USA | Wisconsin |  | 5267 | 1840002172
Rothwell, Leeds, United Kingdom | Rothwell | Rothwell | 53.7485 | -1.478 | United Kingdom | GB | GBR | Leeds |  | 20354 | 1826415325
Rothwell, Northamptonshire, United Kingdom | Rothwell | Rothwell | 52.4254 | -0.8029 | United Kingdom | GB | GBR | Northamptonshire |  | 7694 | 1826859422
Rotkreuz, Zug, Switzerland | Rotkreuz | Rotkreuz | 47.1411 | 8.4314 | Switzerland | CH | CHE | Zug |  | 10857 | 1756187376
Rotonda, Florida, United States | Rotonda | Rotonda | 26.8845 | -82.2791 | United States | US | USA | Florida |  | 8921 | 1840014201
Rotorua, Bay of Plenty, New Zealand | Rotorua | Rotorua | -38.1378 | 176.2514 | New Zealand | NZ | NZL | Bay of Plenty |  | 54500 | 1554000379
Rottenburg an der Laaber, Bavaria, Germany | Rottenburg an der Laaber | Rottenburg an der Laaber | 48.7019 | 12.0272 | Germany | DE | DEU | Bavaria |  | 8267 | 1276689062
Rottenmann, Steiermark, Austria | Rottenmann | Rottenmann | 47.5267 | 14.3558 | Austria | AT | AUT | Steiermark |  | 5232 | 1040405543
Rotterdam, Zuid-Holland, Netherlands | Rotterdam | Rotterdam | 51.92 | 4.48 | Netherlands | NL | NLD | Zuid-Holland | minor | 1005000 | 1528892850
Rotterdam, New York, United States | Rotterdam | Rotterdam | 42.8133 | -74.0129 | United States | US | USA | New York |  | 29448 | 1840058454
Rottingdean, Brighton and Hove, United Kingdom | Rottingdean | Rottingdean | 50.815 | -0.065 | United Kingdom | GB | GBR | Brighton and Hove |  | 13651 | 1826363902
Rottweil, Baden-Württemberg, Germany | Rottweil | Rottweil | 48.1681 | 8.6247 | Germany | DE | DEU | Baden-Württemberg | minor | 25274 | 1276117708
Roubaix, Hauts-de-France, France | Roubaix | Roubaix | 50.6901 | 3.1817 | France | FR | FRA | Hauts-de-France |  | 100000 | 1250000779
Roudnice nad Labem, Ústecký Kraj, Czechia | Roudnice nad Labem | Roudnice nad Labem | 50.4254 | 14.2618 | Czechia | CZ | CZE | Ústecký Kraj |  | 12847 | 1203268404
Rouen, Normandie, France | Rouen | Rouen | 49.4428 | 1.0886 | France | FR | FRA | Normandie | admin | 494382 | 1250372069
Round Lake, Illinois, United States | Round Lake | Round Lake | 42.3435 | -88.1058 | United States | US | USA | Illinois |  | 18100 | 1840011170
Round Lake Beach, Illinois, United States | Round Lake Beach | Round Lake Beach | 42.379 | -88.0811 | United States | US | USA | Illinois |  | 279381 | 1840011171
Round Lake Park, Illinois, United States | Round Lake Park | Round Lake Park | 42.3309 | -88.075 | United States | US | USA | Illinois |  | 7747 | 1840011173
Round Rock, Texas, United States | Round Rock | Round Rock | 30.5254 | -97.666 | United States | US | USA | Texas |  | 133372 | 1840020879
Roundway, Wiltshire, United Kingdom | Roundway | Roundway | 51.368 | -1.981 | United Kingdom | GB | GBR | Wiltshire |  | 5290 | 1826671490
Roura, , French Guiana | Roura | Roura | 4.73 | -52.33 | French Guiana | GF | GUF |  | minor | 2229 | 1254511393
Rousínov, Jihomoravský Kraj, Czechia | Rousínov | Rousinov | 49.2013 | 16.8822 | Czechia | CZ | CZE | Jihomoravský Kraj |  | 5694 | 1203816374
Rouyn-Noranda, Quebec, Canada | Rouyn-Noranda | Rouyn-Noranda | 48.2333 | -79.0167 | Canada | CA | CAN | Quebec |  | 42334 | 1124267752
Rovaniemi, Lappi, Finland | Rovaniemi | Rovaniemi | 66.5014 | 25.7347 | Finland | FI | FIN | Lappi | admin | 61763 | 1246718173
Rovenky, Luhans’ka Oblast’, Ukraine | Rovenky | Rovenky | 48.0833 | 39.3667 | Ukraine | UA | UKR | Luhans’ka Oblast’ |  | 46734 | 1804938726
Rovinari, Gorj, Romania | Rovinari | Rovinari | 44.9125 | 23.1622 | Romania | RO | ROU | Gorj |  | 11816 | 1642920797
Rovinj, Istarska Županija, Croatia | Rovinj | Rovinj | 45.0833 | 13.6333 | Croatia | HR | HRV | Istarska Županija | minor | 14294 | 1191599469
Rowland Heights, California, United States | Rowland Heights | Rowland Heights | 33.9716 | -117.8911 | United States | US | USA | California |  | 50602 | 1840019211
Rowlands Gill, Gateshead, United Kingdom | Rowlands Gill | Rowlands Gill | 54.9209 | -1.7441 | United Kingdom | GB | GBR | Gateshead |  | 6096 | 1826569273
Rowlett, Texas, United States | Rowlett | Rowlett | 32.9157 | -96.5488 | United States | US | USA | Texas |  | 67339 | 1840020711
Rowley, Massachusetts, United States | Rowley | Rowley | 42.7224 | -70.8883 | United States | US | USA | Massachusetts |  | 6298 | 1840053538
Rowley Regis, Sandwell, United Kingdom | Rowley Regis | Rowley Regis | 52.48 | -2.06 | United Kingdom | GB | GBR | Sandwell |  | 50257 | 1826180390
Roxas City, Capiz, Philippines | Roxas City | Roxas City | 11.5833 | 122.75 | Philippines | PH | PHL | Capiz | admin | 167003 | 1608344583
Roxboro, North Carolina, United States | Roxboro | Roxboro | 36.3879 | -78.9812 | United States | US | USA | North Carolina |  | 9599 | 1840014432
Roxborough Park, Colorado, United States | Roxborough Park | Roxborough Park | 39.4492 | -105.0746 | United States | US | USA | Colorado |  | 9452 | 1840028568
Roxbury, New Jersey, United States | Roxbury | Roxbury | 40.8822 | -74.6522 | United States | US | USA | New Jersey |  | 23136 | 1840081733
Roy, Utah, United States | Roy | Roy | 41.1715 | -112.0485 | United States | US | USA | Utah |  | 39613 | 1840020132
Royal Kunia, Hawaii, United States | Royal Kunia | Royal Kunia | 21.4053 | -158.0318 | United States | US | USA | Hawaii |  | 14449 | 1840137108
Royal Leamington Spa, Warwickshire, United Kingdom | Royal Leamington Spa | Royal Leamington Spa | 52.292 | -1.537 | United Kingdom | GB | GBR | Warwickshire |  | 49662 | 1826633006
Royal Oak, Michigan, United States | Royal Oak | Royal Oak | 42.5084 | -83.1539 | United States | US | USA | Michigan |  | 59277 | 1840002430
Royal Palm Beach, Florida, United States | Royal Palm Beach | Royal Palm Beach | 26.7038 | -80.2241 | United States | US | USA | Florida |  | 40396 | 1840018309
Royal Tunbridge Wells, Kent, United Kingdom | Royal Tunbridge Wells | Royal Tunbridge Wells | 51.132 | 0.263 | United Kingdom | GB | GBR | Kent |  | 59947 | 1826011948
Royal Wootton Bassett, Wiltshire, United Kingdom | Royal Wootton Bassett | Royal Wootton Bassett | 51.533 | -1.9 | United Kingdom | GB | GBR | Wiltshire |  | 11385 | 1826578502
Royalton, New York, United States | Royalton | Royalton | 43.1522 | -78.5434 | United States | US | USA | New York |  | 7532 | 1840087867
Royse City, Texas, United States | Royse City | Royse City | 32.9762 | -96.3175 | United States | US | USA | Texas |  | 14702 | 1840020718
Royston, Hertfordshire, United Kingdom | Royston | Royston | 52.0471 | -0.0202 | United Kingdom | GB | GBR | Hertfordshire |  | 15781 | 1826165038
Royston, Barnsley, United Kingdom | Royston | Royston | 53.61 | -1.45 | United Kingdom | GB | GBR | Barnsley |  | 10728 | 1826977688
Royton, Oldham, United Kingdom | Royton | Royton | 53.566 | -2.121 | United Kingdom | GB | GBR | Oldham |  | 21284 | 1826073923
Rožaje, Rožaje, Montenegro | Rožaje | Rozaje | 42.8442 | 20.1679 | Montenegro | ME | MNE | Rožaje | admin | 9422 | 1499854307
Rozhyshche, Volyns’ka Oblast’, Ukraine | Rozhyshche | Rozhyshche | 50.9131 | 25.27 | Ukraine | UA | UKR | Volyns’ka Oblast’ | minor | 12953 | 1804390315
Rožňava, Košický, Slovakia | Rožňava | Roznava | 48.6586 | 20.5314 | Slovakia | SK | SVK | Košický | minor | 19190 | 1703307007
Roznov, Neamţ, Romania | Roznov | Roznov | 46.8356 | 26.5117 | Romania | RO | ROU | Neamţ |  | 8593 | 1642134720
Rožnov pod Radhoštěm, Zlínský Kraj, Czechia | Rožnov pod Radhoštěm | Roznov pod Radhostem | 49.4585 | 18.143 | Czechia | CZ | CZE | Zlínský Kraj |  | 16398 | 1203287923
Roztoky, Středočeský Kraj, Czechia | Roztoky | Roztoky | 50.1585 | 14.3977 | Czechia | CZ | CZE | Středočeský Kraj |  | 8645 | 1203472886
Rrëshen, Lezhë, Albania | Rrëshen | Rreshen | 41.7667 | 19.8833 | Albania | AL | ALB | Lezhë |  | 8803 | 1008845269
Rrogozhinë, Tiranë, Albania | Rrogozhinë | Rrogozhine | 41.0761 | 19.6667 | Albania | AL | ALB | Tiranë |  | 7049 | 1008422115
Rtishchevo, Saratovskaya Oblast’, Russia | Rtishchevo | Rtishchevo | 52.25 | 43.7833 | Russia | RU | RUS | Saratovskaya Oblast’ |  | 39005 | 1643692612
Rubanda, Kabale, Uganda | Rubanda | Rubanda | -1.1883 | 29.8461 | Uganda | UG | UGA | Kabale | admin |  | 1800066560
Rubí, Catalonia, Spain | Rubí | Rubi | 41.4933 | 2.0325 | Spain | ES | ESP | Catalonia |  | 77464 | 1724552367
Rubio, Táchira, Venezuela | Rubio | Rubio | 7.7 | -72.35 | Venezuela | VE | VEN | Táchira | minor | 95041 | 1862078206
Rubirizi, Rubirizi, Uganda | Rubirizi | Rubirizi | -0.2989 | 30.1336 | Uganda | UG | UGA | Rubirizi | admin |  | 1800947890
Rubizhne, Luhans’ka Oblast’, Ukraine | Rubizhne | Rubizhne | 49.0167 | 38.3667 | Ukraine | UA | UKR | Luhans’ka Oblast’ |  | 59951 | 1804246584
Rubtsovsk, Altayskiy Kray, Russia | Rubtsovsk | Rubtsovsk | 51.5167 | 81.2 | Russia | RU | RUS | Altayskiy Kray |  | 145333 | 1643450182
Rucava, Rucavas Novads, Latvia | Rucava | Rucava | 56.164 | 21.1627 | Latvia | LV | LVA | Rucavas Novads | admin |  | 1428020890
Rucheng, Jiangsu, China | Rucheng | Rucheng | 32.3852 | 120.5634 | China | CN | CHN | Jiangsu | minor | 1267066 | 1156323529
Ruda Śląska, Śląskie, Poland | Ruda Śląska | Ruda Slaska | 50.2628 | 18.8536 | Poland | PL | POL | Śląskie | minor | 139412 | 1616148566
Ruddington, Nottinghamshire, United Kingdom | Ruddington | Ruddington | 52.893 | -1.15 | United Kingdom | GB | GBR | Nottinghamshire |  | 7216 | 1826466701
Rüdesheim am Rhein, Hesse, Germany | Rüdesheim am Rhein | Rudesheim am Rhein | 49.979 | 7.9234 | Germany | DE | DEU | Hesse |  | 9922 | 1276263757
Rudná, Středočeský Kraj, Czechia | Rudná | Rudna | 50.0351 | 14.2344 | Czechia | CZ | CZE | Středočeský Kraj |  | 5153 | 1203265351
Rudnya, Smolenskaya Oblast’, Russia | Rudnya | Rudnya | 54.95 | 31.0667 | Russia | RU | RUS | Smolenskaya Oblast’ |  | 9484 | 1643921469
Rudnyy, Qostanay, Kazakhstan | Rudnyy | Rudnyy | 52.9527 | 63.13 | Kazakhstan | KZ | KAZ | Qostanay |  | 124000 | 1398701954
Rudolstadt, Thuringia, Germany | Rudolstadt | Rudolstadt | 50.7169 | 11.3275 | Germany | DE | DEU | Thuringia |  | 25115 | 1276466405
Rueil-Malmaison, Île-de-France, France | Rueil-Malmaison | Rueil-Malmaison | 48.876 | 2.181 | France | FR | FRA | Île-de-France |  | 78152 | 1250924511
Rufino, Santa Fe, Argentina | Rufino | Rufino | -34.2683 | -62.7125 | Argentina | AR | ARG | Santa Fe |  | 18727 | 1032127696
Rufisque, Dakar, Senegal | Rufisque | Rufisque | 14.7167 | -17.2667 | Senegal | SN | SEN | Dakar |  | 221066 | 1686348669
Rugāji, Rugāju Novads, Latvia | Rugāji | Rugaji | 57.0033 | 27.1337 | Latvia | LV | LVA | Rugāju Novads | admin |  | 1428746884
Rugby, Warwickshire, United Kingdom | Rugby | Rugby | 52.37 | -1.26 | United Kingdom | GB | GBR | Warwickshire |  | 70628 | 1826969205
Rugeley, Staffordshire, United Kingdom | Rugeley | Rugeley | 52.7599 | -1.9388 | United Kingdom | GB | GBR | Staffordshire |  | 24033 | 1826009668
Ruggell, Ruggell, Liechtenstein | Ruggell | Ruggell | 47.245 | 9.5332 | Liechtenstein | LI | LIE | Ruggell | admin |  | 1438787609
Ruhango, Southern Province, Rwanda | Ruhango | Ruhango | -2.2325 | 29.7803 | Rwanda | RW | RWA | Southern Province |  | 17051 | 1646180341
Ruhengeri, Northern Province, Rwanda | Ruhengeri | Ruhengeri | -1.4944 | 29.6417 | Rwanda | RW | RWA | Northern Province |  | 59333 | 1646793543
Ruhla, Thuringia, Germany | Ruhla | Ruhla | 50.8919 | 10.3667 | Germany | DE | DEU | Thuringia |  | 5540 | 1276053290
Rui’an, Zhejiang, China | Rui’an | Rui'an | 27.778 | 120.6526 | China | CN | CHN | Zhejiang |  | 1424667 | 1156993705
Ruidoso, New Mexico, United States | Ruidoso | Ruidoso | 33.3647 | -105.6432 | United States | US | USA | New Mexico |  | 9442 | 1840022873
Ruiming, Jiangxi, China | Ruiming | Ruiming | 25.8833 | 116.0333 | China | CN | CHN | Jiangxi |  | 640600 | 1156104573
Ruislip, Hillingdon, United Kingdom | Ruislip | Ruislip | 51.576 | -0.433 | United Kingdom | GB | GBR | Hillingdon |  | 58217 | 1826571723
Rūjiena, Rūjienas Novads, Latvia | Rūjiena | Rujiena | 57.8969 | 25.3261 | Latvia | LV | LVA | Rūjienas Novads | admin | 2887 | 1428387860
Rukungiri, Rukungiri, Uganda | Rukungiri | Rukungiri | -0.8411 | 29.9419 | Uganda | UG | UGA | Rukungiri | admin |  | 1800982268
Ruma, Ruma, Serbia | Ruma | Ruma | 45.0031 | 19.8289 | Serbia | RS | SRB | Ruma | admin |  | 1688037789
Rumbek, Lakes, South Sudan | Rumbek | Rumbek | 6.8 | 29.6833 | South Sudan | SS | SSD | Lakes | admin | 32083 | 1728842249
Rumburk, Ústecký Kraj, Czechia | Rumburk | Rumburk | 50.9516 | 14.5571 | Czechia | CZ | CZE | Ústecký Kraj |  | 11036 | 1203370008
Rumelange, Esch-sur-Alzette, Luxembourg | Rumelange | Rumelange | 49.4597 | 6.0306 | Luxembourg | LU | LUX | Esch-sur-Alzette | minor | 5604 | 1442912029
Rumford, Maine, United States | Rumford | Rumford | 44.5347 | -70.6154 | United States | US | USA | Maine |  | 5705 | 1840052983
Rumia, Pomorskie, Poland | Rumia | Rumia | 54.5667 | 18.4 | Poland | PL | POL | Pomorskie |  | 47148 | 1616655416
Rumoi, Hokkaidō, Japan | Rumoi | Rumoi | 43.9411 | 141.6369 | Japan | JP | JPN | Hokkaidō |  | 20841 | 1392820591
Rumonge, Rumonge, Burundi | Rumonge | Rumonge | -3.9736 | 29.4386 | Burundi | BI | BDI | Rumonge | admin |  | 1108641885
Rumphi, Rumphi, Malawi | Rumphi | Rumphi | -11.0153 | 33.7722 | Malawi | MW | MWI | Rumphi | admin |  | 1454325221
Rumson, New Jersey, United States | Rumson | Rumson | 40.3626 | -74.0046 | United States | US | USA | New Jersey |  | 6714 | 1840001360
Rumuruti, Laikipia, Kenya | Rumuruti | Rumuruti | 0.2725 | 36.5381 | Kenya | KE | KEN | Laikipia | admin |  | 1404005234
Runcorn, Halton, United Kingdom | Runcorn | Runcorn | 53.341 | -2.729 | United Kingdom | GB | GBR | Halton |  | 61789 | 1826349439
Rundu, Kavango East, Namibia | Rundu | Rundu | -17.9167 | 19.7667 | Namibia | NA | NAM | Kavango East | admin | 63431 | 1516885937
Runkel, Hesse, Germany | Runkel | Runkel | 50.4053 | 8.155 | Germany | DE | DEU | Hesse |  | 9303 | 1276349515
Runnemede, New Jersey, United States | Runnemede | Runnemede | 39.8521 | -75.0739 | United States | US | USA | New Jersey |  | 8300 | 1840001511
Rupea, Braşov, Romania | Rupea | Rupea | 46.0389 | 25.2225 | Romania | RO | ROU | Braşov |  | 5269 | 1642778921
Rupert, Idaho, United States | Rupert | Rupert | 42.6189 | -113.674 | United States | US | USA | Idaho |  | 6733 | 1840020066
Rurrenabaque, El Beni, Bolivia | Rurrenabaque | Rurrenabaque | -14.4422 | -67.5283 | Bolivia | BO | BOL | El Beni |  | 11749 | 1068557134
Ruse, Ruse, Bulgaria | Ruse | Ruse | 43.8475 | 25.9544 | Bulgaria | BG | BGR | Ruse | admin | 163712 | 1100854249
Ruše, Ruše, Slovenia | Ruše | Ruse | 46.5383 | 15.5153 | Slovenia | SI | SVN | Ruše | admin | 7351 | 1705417281
Rushall, Walsall, United Kingdom | Rushall | Rushall | 52.611 | -1.957 | United Kingdom | GB | GBR | Walsall |  | 11871 | 1826029820
Rushden, Northamptonshire, United Kingdom | Rushden | Rushden | 52.288 | -0.601 | United Kingdom | GB | GBR | Northamptonshire |  | 29272 | 1826167520
Rushville, Indiana, United States | Rushville | Rushville | 39.6172 | -85.4463 | United States | US | USA | Indiana |  | 6383 | 1840014235
Ruskin, Florida, United States | Ruskin | Ruskin | 27.7065 | -82.4209 | United States | US | USA | Florida |  | 23477 | 1840014159
Ruskington, Lincolnshire, United Kingdom | Ruskington | Ruskington | 53.0444 | -0.3875 | United Kingdom | GB | GBR | Lincolnshire |  | 5169 | 1826191626
Russas, Ceará, Brazil | Russas | Russas | -4.9403 | -37.9758 | Brazil | BR | BRA | Ceará |  | 39465 | 1076843360
Russell, Ontario, Canada | Russell | Russell | 45.2569 | -75.3583 | Canada | CA | CAN | Ontario |  | 16520 | 1124982538
Russells Point, Ohio, United States | Russells Point | Russells Point | 40.468 | -83.8939 | United States | US | USA | Ohio |  | 6517 | 1840012155
Russellville, Arkansas, United States | Russellville | Russellville | 35.2763 | -93.1383 | United States | US | USA | Arkansas |  | 34205 | 1840014541
Russellville, Alabama, United States | Russellville | Russellville | 34.5056 | -87.7282 | United States | US | USA | Alabama |  | 9772 | 1840004247
Russellville, Kentucky, United States | Russellville | Russellville | 36.8393 | -86.895 | United States | US | USA | Kentucky |  | 6858 | 1840014401
Rustavi, Kvemo Kartli, Georgia | Rustavi | Rustavi | 41.5333 | 45 | Georgia | GE | GEO | Kvemo Kartli | admin | 125103 | 1268562807
Rustavi, Kvemo Kartli, Georgia | Rustavi | Rustavi | 42.2897 | 43.8543 | Georgia | GE | GEO | Kvemo Kartli | admin |  | 1268297743
Rustenburg, North West, South Africa | Rustenburg | Rustenburg | -25.65 | 27.24 | South Africa | ZA | ZAF | North West |  | 165976 | 1710326039
Rustington, West Sussex, United Kingdom | Rustington | Rustington | 50.8102 | -0.5052 | United Kingdom | GB | GBR | West Sussex |  | 13883 | 1826971079
Ruston, Louisiana, United States | Ruston | Ruston | 32.5329 | -92.6363 | United States | US | USA | Louisiana |  | 27717 | 1840014878
Rutana, Rutana, Burundi | Rutana | Rutana | -3.931 | 29.993 | Burundi | BI | BDI | Rutana | admin | 20893 | 1108441253
Ruteng, Nusa Tenggara Timur, Indonesia | Ruteng | Ruteng | -8.6118 | 120.4698 | Indonesia | ID | IDN | Nusa Tenggara Timur | minor | 53976 | 1360084520
Rutesheim, Baden-Württemberg, Germany | Rutesheim | Rutesheim | 48.8097 | 8.945 | Germany | DE | DEU | Baden-Württemberg |  | 10916 | 1276637060
Rüthen, North Rhine-Westphalia, Germany | Rüthen | Ruthen | 51.4933 | 8.4333 | Germany | DE | DEU | North Rhine-Westphalia |  | 10957 | 1276776072
Rutherford, New Jersey, United States | Rutherford | Rutherford | 40.8203 | -74.1057 | United States | US | USA | New Jersey |  | 18303 | 1840000902
Rutherford, New South Wales, Australia | Rutherford | Rutherford | -32.715 | 151.5317 | Australia | AU | AUS | New South Wales |  | 11884 | 1036471917
Rutherglen, Glasgow City, United Kingdom | Rutherglen | Rutherglen | 55.8286 | -4.2139 | United Kingdom | GB | GBR | Glasgow City |  | 31120 | 1826453586
Rüti, Zürich, Switzerland | Rüti | Ruti | 47.2614 | 8.8556 | Switzerland | CH | CHE | Zürich |  | 12098 | 1756152565
Rutland, Vermont, United States | Rutland | Rutland | 43.6091 | -72.9782 | United States | US | USA | Vermont |  | 18131 | 1840002632
Rutland, Massachusetts, United States | Rutland | Rutland | 42.3848 | -71.9673 | United States | US | USA | Massachusetts |  | 8586 | 1840053603
Ruwa, Mashonaland East, Zimbabwe | Ruwa | Ruwa | -17.8897 | 31.2447 | Zimbabwe | ZW | ZWE | Mashonaland East |  | 22038 | 1716489136
Ruyigi, Ruyigi, Burundi | Ruyigi | Ruyigi | -3.4667 | 30.25 | Burundi | BI | BDI | Ruyigi | admin | 7139 | 1108406902
Ruza, Moskovskaya Oblast’, Russia | Ruza | Ruza | 55.6989 | 36.1953 | Russia | RU | RUS | Moskovskaya Oblast’ |  | 13403 | 1643967155
Ruzayevka, Mordoviya, Russia | Ruzayevka | Ruzayevka | 54.0667 | 44.95 | Russia | RU | RUS | Mordoviya |  | 45248 | 1643836574
Ružomberok, Žilinský, Slovakia | Ružomberok | Ruzomberok | 49.0786 | 19.3083 | Slovakia | SK | SVK | Žilinský | minor | 26854 | 1703510980
Rwamagana, Eastern Province, Rwanda | Rwamagana | Rwamagana | -1.9525 | 30.4378 | Rwanda | RW | RWA | Eastern Province | admin | 18009 | 1646996571
Ryazan, Ryazanskaya Oblast’, Russia | Ryazan | Ryazan | 54.6167 | 39.7167 | Russia | RU | RUS | Ryazanskaya Oblast’ | admin | 537622 | 1643205787
Ryazhsk, Ryazanskaya Oblast’, Russia | Ryazhsk | Ryazhsk | 53.7167 | 40.0667 | Russia | RU | RUS | Ryazanskaya Oblast’ |  | 21457 | 1643410159
Rybinsk, Yaroslavskaya Oblast’, Russia | Rybinsk | Rybinsk | 58.05 | 38.8333 | Russia | RU | RUS | Yaroslavskaya Oblast’ |  | 190429 | 1643113701
Rybnik, Śląskie, Poland | Rybnik | Rybnik | 50.0833 | 18.5 | Poland | PL | POL | Śląskie | minor | 141000 | 1616092098
Rybnoye, Ryazanskaya Oblast’, Russia | Rybnoye | Rybnoye | 54.7333 | 39.5167 | Russia | RU | RUS | Ryazanskaya Oblast’ |  | 19700 | 1643910725
Rychnov nad Kněžnou, Královéhradecký Kraj, Czechia | Rychnov nad Kněžnou | Rychnov nad Kneznou | 50.1629 | 16.275 | Czechia | CZ | CZE | Královéhradecký Kraj |  | 10999 | 1203123765
Rychvald, Moravskoslezský Kraj, Czechia | Rychvald | Rychvald | 49.8662 | 18.3763 | Czechia | CZ | CZE | Moravskoslezský Kraj |  | 7536 | 1203089321
Ryde, Isle of Wight, United Kingdom | Ryde | Ryde | 50.7271 | -1.1618 | United Kingdom | GB | GBR | Isle of Wight |  | 32072 | 1826600816
Rye, New York, United States | Rye | Rye | 41.0076 | -73.6872 | United States | US | USA | New York |  | 46636 | 1840000784
Rye, East Sussex, United Kingdom | Rye | Rye | 50.95 | 0.73 | United Kingdom | GB | GBR | East Sussex |  | 9041 | 1826538056
Rye, Victoria, Australia | Rye | Rye | -38.377 | 144.838 | Australia | AU | AUS | Victoria |  | 8416 | 1036066082
Rye, New Hampshire, United States | Rye | Rye | 43.0141 | -70.7607 | United States | US | USA | New Hampshire |  | 5434 | 1840055509
Rye Brook, New York, United States | Rye Brook | Rye Brook | 41.0303 | -73.6865 | United States | US | USA | New York |  | 9521 | 1840004942
Ryhope, Sunderland, United Kingdom | Ryhope | Ryhope | 54.8679 | -1.3698 | United Kingdom | GB | GBR | Sunderland |  | 10484 | 1826951829
Rylsk, Kurskaya Oblast’, Russia | Rylsk | Rylsk | 51.5667 | 34.6833 | Russia | RU | RUS | Kurskaya Oblast’ |  | 16147 | 1643436531
Rýmařov, Moravskoslezský Kraj, Czechia | Rýmařov | Rymarov | 49.9318 | 17.2718 | Czechia | CZ | CZE | Moravskoslezský Kraj |  | 8181 | 1203613106
Rypin, Kujawsko-Pomorskie, Poland | Rypin | Rypin | 53.0667 | 19.45 | Poland | PL | POL | Kujawsko-Pomorskie | minor | 16558 | 1616716547
Ryūgasaki, Ibaraki, Japan | Ryūgasaki | Ryugasaki | 35.9167 | 140.1833 | Japan | JP | JPN | Ibaraki |  | 76741 | 1392150237
Rzeszów, Podkarpackie, Poland | Rzeszów | Rzeszow | 50.05 | 22 | Poland | PL | POL | Podkarpackie | admin | 182548 | 1616879570
Rzhev, Tverskaya Oblast’, Russia | Rzhev | Rzhev | 56.2656 | 34.3276 | Russia | RU | RUS | Tverskaya Oblast’ |  | 59422 | 1643967736
Rzhyshchiv, Kyyivs’ka Oblast’, Ukraine | Rzhyshchiv | Rzhyshchiv | 49.9611 | 31.0436 | Ukraine | UA | UKR | Kyyivs’ka Oblast’ |  | 7359 | 1804173963
Sa Đéc, Đồng Tháp, Vietnam | Sa Đéc | Sa Dec | 10.3105 | 105.7397 | Vietnam | VN | VNM | Đồng Tháp | minor | 213610 | 1704983576
Sa Kaeo, Sa Kaeo, Thailand | Sa Kaeo | Sa Kaeo | 13.8206 | 102.0589 | Thailand | TH | THA | Sa Kaeo | admin | 17864 | 1764207048
Şa‘dah, Şa‘dah, Yemen | Şa‘dah | Sa`dah | 16.9358 | 43.7644 | Yemen | YE | YEM | Şa‘dah | admin | 70203 | 1887513055
Şā’īn Qal‘eh, Zanjān, Iran | Şā’īn Qal‘eh | Sa'in Qal`eh | 36.2994 | 49.0744 | Iran | IR | IRN | Zanjān |  | 11083 | 1364854942
Saal, Bavaria, Germany | Saal | Saal | 48.9011 | 11.9319 | Germany | DE | DEU | Bavaria |  | 5626 | 1276401122
Saalfeld, Thuringia, Germany | Saalfeld | Saalfeld | 50.6506 | 11.3542 | Germany | DE | DEU | Thuringia | minor | 29457 | 1276907261
Saalfelden am Steinernen Meer, Salzburg, Austria | Saalfelden am Steinernen Meer | Saalfelden am Steinernen Meer | 47.4269 | 12.8483 | Austria | AT | AUT | Salzburg |  | 16700 | 1040716716
Saanich, British Columbia, Canada | Saanich | Saanich | 48.484 | -123.381 | Canada | CA | CAN | British Columbia |  | 114148 | 1124000949
Saarbrücken, Saarland, Germany | Saarbrücken | Saarbrucken | 49.2333 | 7 | Germany | DE | DEU | Saarland | admin | 180741 | 1276419711
Saarburg, Rhineland-Palatinate, Germany | Saarburg | Saarburg | 49.6092 | 6.5503 | Germany | DE | DEU | Rhineland-Palatinate |  | 7427 | 1276037274
Saarijärvi, Keski-Suomi, Finland | Saarijärvi | Saarijarvi | 62.7056 | 25.2569 | Finland | FI | FIN | Keski-Suomi | minor | 9915 | 1246361506
Saarlouis, Saarland, Germany | Saarlouis | Saarlouis | 49.3167 | 6.75 | Germany | DE | DEU | Saarland | minor | 34552 | 1276663502
Saatlı, Saatlı, Azerbaijan | Saatlı | Saatli | 39.9311 | 48.3697 | Azerbaijan | AZ | AZE | Saatlı | admin | 17900 | 1031713436
Šabac, Šabac, Serbia | Šabac | Sabac | 44.7558 | 19.6939 | Serbia | RS | SRB | Šabac | admin |  | 1688640421
Sabadell, Catalonia, Spain | Sabadell | Sabadell | 41.5483 | 2.1075 | Spain | ES | ESP | Catalonia |  | 213644 | 1724348384
Sabae, Fukui, Japan | Sabae | Sabae | 35.9567 | 136.1844 | Japan | JP | JPN | Fukui |  | 68533 | 1392929907
Sabana Grande, Puerto Rico, Puerto Rico | Sabana Grande | Sabana Grande | 18.0821 | -66.9673 | Puerto Rico | PR | PRI | Puerto Rico |  | 9357 | 1630023550
Sabana Seca, Puerto Rico, Puerto Rico | Sabana Seca | Sabana Seca | 18.4273 | -66.1809 | Puerto Rico | PR | PRI | Puerto Rico |  | 7731 | 1630035569
Sabanalarga, Atlántico, Colombia | Sabanalarga | Sabanalarga | 10.64 | -74.92 | Colombia | CO | COL | Atlántico | minor | 68535 | 1170724527
Sabaneta, Barinas, Venezuela | Sabaneta | Sabaneta | 8.7522 | -69.9325 | Venezuela | VE | VEN | Barinas | minor | 27850 | 1862775956
Sabaneta, Cibao Noroeste, Dominican Republic | Sabaneta | Sabaneta | 19.505 | -71.345 | Dominican Republic | DO | DOM | Cibao Noroeste | minor | 16380 | 1214181927
Sabang, Aceh, Indonesia | Sabang | Sabang | 5.8931 | 95.32 | Indonesia | ID | IDN | Aceh |  | 38077 | 1360742506
Sabattus, Maine, United States | Sabattus | Sabattus | 44.095 | -70.0662 | United States | US | USA | Maine |  | 5016 | 1840052984
Sabaya, Oruro, Bolivia | Sabaya | Sabaya | -19.0163 | -68.3833 | Bolivia | BO | BOL | Oruro |  | 573 | 1068184161
Sabhā, Sabhā, Libya | Sabhā | Sabha | 27.0333 | 14.4333 | Libya | LY | LBY | Sabhā | admin | 116016 | 1434044820
Sabinas, Coahuila de Zaragoza, Mexico | Sabinas | Sabinas | 27.86 | -101.12 | Mexico | MX | MEX | Coahuila de Zaragoza | minor | 63522 | 1484526560
Sabino, São Paulo, Brazil | Sabino | Sabino | -21.46 | -49.5778 | Brazil | BR | BRA | São Paulo |  | 5502 | 1076051875
Sabinov, Prešovský, Slovakia | Sabinov | Sabinov | 49.1 | 21.1 | Slovakia | SK | SVK | Prešovský | minor | 12700 | 1703204865
Sabirabad, Sabirabad, Azerbaijan | Sabirabad | Sabirabad | 40.0053 | 48.4719 | Azerbaijan | AZ | AZE | Sabirabad | admin | 18612 | 1031302623
Şabrātah, An Nuqāţ al Khams, Libya | Şabrātah | Sabratah | 32.7922 | 12.4842 | Libya | LY | LBY | An Nuqāţ al Khams |  | 102038 | 1434908655
Sabrosa, Vila Real, Portugal | Sabrosa | Sabrosa | 41.2651 | -7.5751 | Portugal | PT | PRT | Vila Real | minor | 6361 | 1620018088
Sabugal, Guarda, Portugal | Sabugal | Sabugal | 40.35 | -7.0833 | Portugal | PT | PRT | Guarda | minor | 12544 | 1620978952
Sabzevār, Khorāsān-e Raẕavī, Iran | Sabzevār | Sabzevar | 36.2167 | 57.6667 | Iran | IR | IRN | Khorāsān-e Raẕavī | minor | 243700 | 1364379130
Sacaba, Cochabamba, Bolivia | Sacaba | Sacaba | -17.4042 | -66.0408 | Bolivia | BO | BOL | Cochabamba |  | 172466 | 1068288609
Sacala, Nampula, Mozambique | Sacala | Sacala | -14.45 | 40.6667 | Mozambique | MZ | MOZ | Nampula |  | 206449 | 1508052353
Sacavém, Lisboa, Portugal | Sacavém | Sacavem | 38.7944 | -9.1053 | Portugal | PT | PRT | Lisboa |  | 18469 | 1620849212
Sa-ch’on, Gyeongnam, Korea, South | Sa-ch’on | Sa-ch'on | 35.2347 | 128.3575 | Korea, South | KR | KOR | Gyeongnam |  | 113335 | 1410369367
Sachse, Texas, United States | Sachse | Sachse | 32.9726 | -96.5793 | United States | US | USA | Texas |  | 26046 | 1840020712
Sackville, New Brunswick, Canada | Sackville | Sackville | 45.9 | -64.3667 | Canada | CA | CAN | New Brunswick |  | 5331 | 1124877244
Saco, Maine, United States | Saco | Saco | 43.539 | -70.4624 | United States | US | USA | Maine |  | 19964 | 1840000343
Sacramento, California, United States | Sacramento | Sacramento | 38.5667 | -121.4683 | United States | US | USA | California | admin | 1898019 | 1840021491
Săcueni, Bihor, Romania | Săcueni | Sacueni | 47.3525 | 22.0914 | Romania | RO | ROU | Bihor |  | 11526 | 1642478221
Sadao, Songkhla, Thailand | Sadao | Sadao | 6.6386 | 100.424 | Thailand | TH | THA | Songkhla | minor | 21086 | 1764417199
Saddiqabad, Punjab, Pakistan | Saddiqabad | Saddiqabad | 28.3006 | 70.1302 | Pakistan | PK | PAK | Punjab |  | 189876 | 1586378758
Saddle Brook, New Jersey, United States | Saddle Brook | Saddle Brook | 40.9033 | -74.0955 | United States | US | USA | New Jersey |  | 13918 | 1840081802
Saddlebrooke, Arizona, United States | Saddlebrooke | Saddlebrooke | 32.5385 | -110.8582 | United States | US | USA | Arizona |  | 10530 | 1840075484
Safājā, Al Baḩr al Aḩmar, Egypt | Safājā | Safaja | 26.7517 | 33.9344 | Egypt | EG | EGY | Al Baḩr al Aḩmar |  | 28261 | 1818038126
Safety Harbor, Florida, United States | Safety Harbor | Safety Harbor | 28.008 | -82.6964 | United States | US | USA | Florida |  | 18016 | 1840015975
Safford, Arizona, United States | Safford | Safford | 32.8317 | -109.7005 | United States | US | USA | Arizona |  | 19987 | 1840021989
Saffron Walden, Essex, United Kingdom | Saffron Walden | Saffron Walden | 52.022 | 0.243 | United Kingdom | GB | GBR | Essex |  | 15504 | 1826424344
Safi, Marrakech-Safi, Morocco | Safi | Safi | 32.2833 | -9.2333 | Morocco | MA | MAR | Marrakech-Safi |  | 308508 | 1504000717
Safi, Safi, Malta | Safi | Safi | 35.8331 | 14.4847 | Malta | MT | MLT | Safi | admin |  | 1470417421
Şāfītā, Ţarţūs, Syria | Şāfītā | Safita | 34.8208 | 36.1173 | Syria | SY | SYR | Ţarţūs | minor | 32213 | 1760592493
Safonovo, Smolenskaya Oblast’, Russia | Safonovo | Safonovo | 55.1 | 33.25 | Russia | RU | RUS | Smolenskaya Oblast’ |  | 42147 | 1643281098
Safotu, Gagaifomauga, Samoa | Safotu | Safotu | -13.4513 | -172.4018 | Samoa | WS | WSM | Gagaifomauga | admin |  | 1882879383
Safotulafai, Fa‘asaleleaga, Samoa | Safotulafai | Safotulafai | -13.6715 | -172.1777 | Samoa | WS | WSM | Fa‘asaleleaga | admin |  | 1882524892
Saga, Saga, Japan | Saga | Saga | 33.2667 | 130.3 | Japan | JP | JPN | Saga | admin | 233514 | 1392618841
Sagae, Yamagata, Japan | Sagae | Sagae | 38.3811 | 140.2761 | Japan | JP | JPN | Yamagata |  | 40185 | 1392838148
Sagaing, Sagaing, Burma | Sagaing | Sagaing | 21.8822 | 95.9786 | Burma | MM | MMR | Sagaing | admin | 69917 | 1104151403
Sagamihara, Kanagawa, Japan | Sagamihara | Sagamihara | 35.5667 | 139.3667 | Japan | JP | JPN | Kanagawa |  | 722828 | 1392967248
Sagarejo, K’akheti, Georgia | Sagarejo | Sagarejo | 41.7333 | 45.3333 | Georgia | GE | GEO | K’akheti | minor | 10871 | 1268647899
Sagastyr, Sakha (Yakutiya), Russia | Sagastyr | Sagastyr | 73.3779 | 126.5924 | Russia | RU | RUS | Sakha (Yakutiya) |  | 10 | 1643535665
Sagay, Negros Occidental, Philippines | Sagay | Sagay | 10.9 | 123.4167 | Philippines | PH | PHL | Negros Occidental |  | 146264 | 1608284971
Saginaw, Michigan, United States | Saginaw | Saginaw | 43.4199 | -83.9501 | United States | US | USA | Michigan |  | 117958 | 1840002813
Saginaw, Texas, United States | Saginaw | Saginaw | 32.8657 | -97.3654 | United States | US | USA | Texas |  | 24310 | 1840022046
Sagua la Grande, Villa Clara, Cuba | Sagua la Grande | Sagua la Grande | 22.8086 | -80.0711 | Cuba | CU | CUB | Villa Clara | minor | 53077 | 1192446410
Saguenay, Quebec, Canada | Saguenay | Saguenay | 48.4167 | -71.0667 | Canada | CA | CAN | Quebec |  | 144746 | 1124001930
Sahāranpur, Uttar Pradesh, India | Sahāranpur | Saharanpur | 29.964 | 77.546 | India | IN | IND | Uttar Pradesh |  | 705478 | 1356139858
Saharsa, Bihār, India | Saharsa | Saharsa | 25.88 | 86.6 | India | IN | IND | Bihār |  | 156540 | 1356492911
Şahbuz, Şahbuz, Azerbaijan | Şahbuz | Sahbuz | 39.4072 | 45.5739 | Azerbaijan | AZ | AZE | Şahbuz | admin |  | 1031323095
Sahiwal, Punjab, Pakistan | Sahiwal | Sahiwal | 30.6706 | 73.1064 | Pakistan | PK | PAK | Punjab | minor | 247706 | 1586672083
Sahuaripa, Sonora, Mexico | Sahuaripa | Sahuaripa | 29.05 | -109.2333 | Mexico | MX | MEX | Sonora | minor | 5792 | 1484110174
Sahuarita, Arizona, United States | Sahuarita | Sahuarita | 31.9323 | -110.9654 | United States | US | USA | Arizona |  | 50616 | 1840022102
Šahy, Nitriansky, Slovakia | Šahy | Sahy | 48.0667 | 18.9667 | Slovakia | SK | SVK | Nitriansky |  | 7321 | 1703295714
Sai Buri, Pattani, Thailand | Sai Buri | Sai Buri | 6.7012 | 101.6181 | Thailand | TH | THA | Pattani | minor | 14137 | 1764406670
Saïda, Saïda, Algeria | Saïda | Saida | 34.8404 | 0.14 | Algeria | DZ | DZA | Saïda | admin | 142213 | 1012285874
Saidia, Oriental, Morocco | Saidia | Saidia | 35.085 | -2.2392 | Morocco | MA | MAR | Oriental |  | 8780 | 1504105811
Saidpur, Rangpur, Bangladesh | Saidpur | Saidpur | 25.8004 | 89 | Bangladesh | BD | BGD | Rangpur |  | 232209 | 1050512022
Saidu Sharif, Khyber Pakhtunkhwa, Pakistan | Saidu Sharif | Saidu Sharif | 34.75 | 72.3572 | Pakistan | PK | PAK | Khyber Pakhtunkhwa | minor | 1860310 | 1586619596
Saijō, Ehime, Japan | Saijō | Saijo | 33.9196 | 133.1812 | Japan | JP | JPN | Ehime |  | 105020 | 1392903707
Saikaichō-kobagō, Nagasaki, Japan | Saikaichō-kobagō | Saikaicho-kobago | 32.9331 | 129.6431 | Japan | JP | JPN | Nagasaki |  | 26777 | 1392114454
Saiki, Ōita, Japan | Saiki | Saiki | 32.9603 | 131.8994 | Japan | JP | JPN | Ōita |  | 67931 | 1392471298
Saint Agnes, Cornwall, United Kingdom | Saint Agnes | Saint Agnes | 50.312 | -5.204 | United Kingdom | GB | GBR | Cornwall |  | 7565 | 1826113041
Saint Albans, Hertfordshire, United Kingdom | Saint Albans | Saint Albans | 51.755 | -0.336 | United Kingdom | GB | GBR | Hertfordshire |  | 147373 | 1826053841
Saint Andrews, Fife, United Kingdom | Saint Andrews | Saint Andrews | 56.3404 | -2.7955 | United Kingdom | GB | GBR | Fife |  | 16801 | 1826606142
Saint Ann’s Bay, Saint Ann, Jamaica | Saint Ann’s Bay | Saint Ann's Bay | 18.435 | -77.2017 | Jamaica | JM | JAM | Saint Ann | admin | 13671 | 1388256334
Saint Austell, Cornwall, United Kingdom | Saint Austell | Saint Austell | 50.3386 | -4.7922 | United Kingdom | GB | GBR | Cornwall |  | 19958 | 1826177227
Saint Blazey, Cornwall, United Kingdom | Saint Blazey | Saint Blazey | 50.361 | -4.716 | United Kingdom | GB | GBR | Cornwall |  | 6799 | 1826386613
Saint Budeaux, Plymouth, United Kingdom | Saint Budeaux | Saint Budeaux | 50.4033 | -4.1856 | United Kingdom | GB | GBR | Plymouth |  | 13369 | 1826218483
Saint George’s, Saint George, Grenada | Saint George’s | Saint George's | 12.0444 | -61.7417 | Grenada | GD | GRD | Saint George | primary | 4315 | 1308891766
Saint Helena Bay, Western Cape, South Africa | Saint Helena Bay | Saint Helena Bay | -32.7583 | 18.0278 | South Africa | ZA | ZAF | Western Cape |  | 11529 | 1710255294
Saint Helens, St. Helens, United Kingdom | Saint Helens | Saint Helens | 53.4541 | -2.7461 | United Kingdom | GB | GBR | St. Helens |  | 102629 | 1826775771
Saint Helier, , Jersey | Saint Helier | Saint Helier | 49.1833 | -2.1167 | Jersey | JE | JEY |  |  | 33522 | 1832490253
Saint Ives, Cambridgeshire, United Kingdom | Saint Ives | Saint Ives | 52.3344 | -0.0761 | United Kingdom | GB | GBR | Cambridgeshire |  | 16384 | 1826186113
Saint Ives, Cornwall, United Kingdom | Saint Ives | Saint Ives | 50.211 | -5.48 | United Kingdom | GB | GBR | Cornwall |  | 11226 | 1826132004
Saint John, New Brunswick, Canada | Saint John | Saint John | 45.2806 | -66.0761 | Canada | CA | CAN | New Brunswick |  | 67575 | 1124631364
Saint John’s, Saint John, Antigua And Barbuda | Saint John’s | Saint John's | 17.1211 | -61.8447 | Antigua And Barbuda | AG | ATG | Saint John | primary | 21926 | 1028912067
Saint Neots, Cambridgeshire, United Kingdom | Saint Neots | Saint Neots | 52.228 | -0.27 | United Kingdom | GB | GBR | Cambridgeshire |  | 30811 | 1826441495
Saint Paul’s Bay, San Pawl il-Baħar, Malta | Saint Paul’s Bay | Saint Paul's Bay | 35.9483 | 14.4006 | Malta | MT | MLT | San Pawl il-Baħar | admin |  | 1470879974
Saint Peters, Kent, United Kingdom | Saint Peters | Saint Peters | 51.3651 | 1.4191 | United Kingdom | GB | GBR | Kent |  | 7042 | 1826950028
Saint Petersburg, Sankt-Peterburg, Russia | Saint Petersburg | Saint Petersburg | 59.95 | 30.3167 | Russia | RU | RUS | Sankt-Peterburg | admin | 5351935 | 1643616350
Saint-Amable, Quebec, Canada | Saint-Amable | Saint-Amable | 45.65 | -73.3 | Canada | CA | CAN | Quebec |  | 10870 | 1124000904
Saint-Apollinaire, Quebec, Canada | Saint-Apollinaire | Saint-Apollinaire | 46.6167 | -71.5167 | Canada | CA | CAN | Quebec |  | 6110 | 1124951601
Saint-Augustin-de-Desmaures, Quebec, Canada | Saint-Augustin-de-Desmaures | Saint-Augustin-de-Desmaures | 46.7333 | -71.4667 | Canada | CA | CAN | Quebec |  | 18141 | 1124000358
Saint-Basile-le-Grand, Quebec, Canada | Saint-Basile-le-Grand | Saint-Basile-le-Grand | 45.5333 | -73.2833 | Canada | CA | CAN | Quebec |  | 16736 | 1124000968
Saint-Benoît, , Reunion | Saint-Benoît | Saint-Benoit | -21.0335 | 55.7128 | Reunion | RE | REU |  |  | 35310 | 1638823449
Saint-Brieuc, Bretagne, France | Saint-Brieuc | Saint-Brieuc | 48.5136 | -2.7653 | France | FR | FRA | Bretagne | minor | 44372 | 1250574796
Saint-Bruno-de-Montarville, Quebec, Canada | Saint-Bruno-de-Montarville | Saint-Bruno-de-Montarville | 45.5333 | -73.35 | Canada | CA | CAN | Quebec |  | 26107 | 1124286783
Saint-Calixte, Quebec, Canada | Saint-Calixte | Saint-Calixte | 45.95 | -73.85 | Canada | CA | CAN | Quebec |  | 5934 | 1124001462
Saint-Césaire, Quebec, Canada | Saint-Césaire | Saint-Cesaire | 45.4167 | -73 | Canada | CA | CAN | Quebec |  | 5686 | 1124948389
Saint-Chamond, Auvergne-Rhône-Alpes, France | Saint-Chamond | Saint-Chamond | 45.4775 | 4.5153 | France | FR | FRA | Auvergne-Rhône-Alpes |  | 34967 | 1250831814
Saint-Charles-Borromée, Quebec, Canada | Saint-Charles-Borromée | Saint-Charles-Borromee | 46.05 | -73.4667 | Canada | CA | CAN | Quebec |  | 13321 | 1124000877
Saint-Cloud, Île-de-France, France | Saint-Cloud | Saint-Cloud | 48.84 | 2.22 | France | FR | FRA | Île-de-France |  | 29973 | 1250160957
Saint-Colomban, Quebec, Canada | Saint-Colomban | Saint-Colomban | 45.73 | -74.13 | Canada | CA | CAN | Quebec |  | 13080 | 1124001676
Saint-Constant, Quebec, Canada | Saint-Constant | Saint-Constant | 45.37 | -73.57 | Canada | CA | CAN | Quebec |  | 27359 | 1124000054
Saint-Denis, , Reunion | Saint-Denis | Saint-Denis | -20.8789 | 55.4481 | Reunion | RE | REU |  | admin | 190047 | 1638024662
Saint-Denis, Île-de-France, France | Saint-Denis | Saint-Denis | 48.9356 | 2.3539 | France | FR | FRA | Île-de-France | minor | 111135 | 1250935115
Saint-Dizier, Grand Est, France | Saint-Dizier | Saint-Dizier | 48.6383 | 4.9497 | France | FR | FRA | Grand Est | minor | 26300 | 1250642464
Sainte-Adèle, Quebec, Canada | Sainte-Adèle | Sainte-Adele | 45.95 | -74.13 | Canada | CA | CAN | Quebec |  | 12137 | 1124439200
Sainte-Agathe-des-Monts, Quebec, Canada | Sainte-Agathe-des-Monts | Sainte-Agathe-des-Monts | 46.05 | -74.28 | Canada | CA | CAN | Quebec |  | 10223 | 1124041166
Sainte-Anne-des-Monts, Quebec, Canada | Sainte-Anne-des-Monts | Sainte-Anne-des-Monts | 49.1333 | -66.5 | Canada | CA | CAN | Quebec |  | 6933 | 1124183859
Sainte-Anne-des-Plaines, Quebec, Canada | Sainte-Anne-des-Plaines | Sainte-Anne-des-Plaines | 45.7617 | -73.8204 | Canada | CA | CAN | Quebec |  | 14421 | 1124304532
Sainte-Brigitte-de-Laval, Quebec, Canada | Sainte-Brigitte-de-Laval | Sainte-Brigitte-de-Laval | 47 | -71.2 | Canada | CA | CAN | Quebec |  | 5696 | 1124647754
Sainte-Catherine, Quebec, Canada | Sainte-Catherine | Sainte-Catherine | 45.4 | -73.58 | Canada | CA | CAN | Quebec |  | 16762 | 1124941451
Sainte-Catherine-de-la-Jacques-Cartier, Quebec, Canada | Sainte-Catherine-de-la-Jacques-Cartier | Sainte-Catherine-de-la-Jacques-Cartier | 46.85 | -71.6167 | Canada | CA | CAN | Quebec |  | 6319 | 1124001417
Sainte-Foy-lès-Lyon, Auvergne-Rhône-Alpes, France | Sainte-Foy-lès-Lyon | Sainte-Foy-les-Lyon | 45.73 | 4.8 | France | FR | FRA | Auvergne-Rhône-Alpes |  | 22012 | 1250537092
Sainte-Geneviève-des-Bois, Île-de-France, France | Sainte-Geneviève-des-Bois | Sainte-Genevieve-des-Bois | 48.6369 | 2.3403 | France | FR | FRA | Île-de-France |  | 36207 | 1250428869
Sainte-Julie, Quebec, Canada | Sainte-Julie | Sainte-Julie | 45.5833 | -73.3333 | Canada | CA | CAN | Quebec |  | 30104 | 1124000521
Sainte-Julienne, Quebec, Canada | Sainte-Julienne | Sainte-Julienne | 45.97 | -73.72 | Canada | CA | CAN | Quebec |  | 9331 | 1124086540
Sainte-Marie, Quebec, Canada | Sainte-Marie | Sainte-Marie | 46.45 | -71.0333 | Canada | CA | CAN | Quebec |  | 12889 | 1124650507
Sainte-Marthe-sur-le-Lac, Quebec, Canada | Sainte-Marthe-sur-le-Lac | Sainte-Marthe-sur-le-Lac | 45.53 | -73.93 | Canada | CA | CAN | Quebec |  | 18074 | 1124001153
Sainte-Martine, Quebec, Canada | Sainte-Martine | Sainte-Martine | 45.25 | -73.8 | Canada | CA | CAN | Quebec |  | 5461 | 1124000017
Saintes, Nouvelle-Aquitaine, France | Saintes | Saintes | 45.7464 | -0.6333 | France | FR | FRA | Nouvelle-Aquitaine | minor | 25470 | 1250181820
Sainte-Sophie, Quebec, Canada | Sainte-Sophie | Sainte-Sophie | 45.82 | -73.9 | Canada | CA | CAN | Quebec |  | 13375 | 1124001574
Sainte-Thérèse, Quebec, Canada | Sainte-Thérèse | Sainte-Therese | 45.6333 | -73.85 | Canada | CA | CAN | Quebec |  | 26025 | 1124190411
Saint-Étienne, Auvergne-Rhône-Alpes, France | Saint-Étienne | Saint-Etienne | 45.4347 | 4.3903 | France | FR | FRA | Auvergne-Rhône-Alpes | minor | 172565 | 1250000540
Saint-Étienne-du-Rouvray, Normandie, France | Saint-Étienne-du-Rouvray | Saint-Etienne-du-Rouvray | 49.3786 | 1.105 | France | FR | FRA | Normandie |  | 28641 | 1250043757
Saint-Eustache, Quebec, Canada | Saint-Eustache | Saint-Eustache | 45.57 | -73.9 | Canada | CA | CAN | Quebec |  | 44154 | 1124758162
Saint-Félicien, Quebec, Canada | Saint-Félicien | Saint-Felicien | 48.65 | -72.45 | Canada | CA | CAN | Quebec |  | 10278 | 1124555496
Saint-Félix-de-Valois, Quebec, Canada | Saint-Félix-de-Valois | Saint-Felix-de-Valois | 46.17 | -73.43 | Canada | CA | CAN | Quebec |  | 6029 | 1124578689
Saint-Genis-Laval, Auvergne-Rhône-Alpes, France | Saint-Genis-Laval | Saint-Genis-Laval | 45.696 | 4.793 | France | FR | FRA | Auvergne-Rhône-Alpes |  | 21217 | 1250513560
Saint-Georges, , French Guiana | Saint-Georges | Saint-Georges | 3.9105 | -51.81 | French Guiana | GF | GUF |  | minor | 2742 | 1254726319
Saint-Germain-en-Laye, Île-de-France, France | Saint-Germain-en-Laye | Saint-Germain-en-Laye | 48.8989 | 2.0938 | France | FR | FRA | Île-de-France | minor | 44753 | 1250764383
Saint-Gratien, Île-de-France, France | Saint-Gratien | Saint-Gratien | 48.9719 | 2.2828 | France | FR | FRA | Île-de-France |  | 20682 | 1250437632
Saint-Henri, Quebec, Canada | Saint-Henri | Saint-Henri | 46.7 | -71.0667 | Canada | CA | CAN | Quebec |  | 5023 | 1124057702
Saint-Herblain, Pays de la Loire, France | Saint-Herblain | Saint-Herblain | 47.2122 | -1.6497 | France | FR | FRA | Pays de la Loire |  | 46268 | 1250679034
Saint-Hippolyte, Quebec, Canada | Saint-Hippolyte | Saint-Hippolyte | 45.93 | -74.02 | Canada | CA | CAN | Quebec |  | 8083 | 1124001758
Saint-Honoré, Quebec, Canada | Saint-Honoré | Saint-Honore | 48.5333 | -71.0833 | Canada | CA | CAN | Quebec |  | 5257 | 1124504668
Saint-Hyacinthe, Quebec, Canada | Saint-Hyacinthe | Saint-Hyacinthe | 45.6167 | -72.95 | Canada | CA | CAN | Quebec |  | 59614 | 1124010116
Saint-Jean-de-Braye, Centre-Val de Loire, France | Saint-Jean-de-Braye | Saint-Jean-de-Braye | 47.9128 | 1.9719 | France | FR | FRA | Centre-Val de Loire |  | 20751 | 1250168374
Saint-Jean-sur-Richelieu, Quebec, Canada | Saint-Jean-sur-Richelieu | Saint-Jean-sur-Richelieu | 45.3167 | -73.2667 | Canada | CA | CAN | Quebec |  | 92394 | 1124278447
Saint-Jérôme, Quebec, Canada | Saint-Jérôme | Saint-Jerome | 45.7833 | -74 | Canada | CA | CAN | Quebec |  | 69598 | 1124268324
Saint-Joseph-du-Lac, Quebec, Canada | Saint-Joseph-du-Lac | Saint-Joseph-du-Lac | 45.5333 | -74 | Canada | CA | CAN | Quebec |  | 6195 | 1124001195
Saint-Lambert, Quebec, Canada | Saint-Lambert | Saint-Lambert | 45.5 | -73.5167 | Canada | CA | CAN | Quebec |  | 21861 | 1124174363
Saint-Lambert-de-Lauzon, Quebec, Canada | Saint-Lambert-de-Lauzon | Saint-Lambert-de-Lauzon | 46.5865 | -71.2271 | Canada | CA | CAN | Quebec |  | 6647 | 1124610423
Saint-Laurent-du-Maroni, , French Guiana | Saint-Laurent-du-Maroni | Saint-Laurent-du-Maroni | 5.4976 | -54.0325 | French Guiana | GF | GUF |  | minor | 24287 | 1254543638
Saint-Laurent-du-Var, Provence-Alpes-Côte d’Azur, France | Saint-Laurent-du-Var | Saint-Laurent-du-Var | 43.668 | 7.188 | France | FR | FRA | Provence-Alpes-Côte d’Azur |  | 28453 | 1250141244
Saint-Lazare, Quebec, Canada | Saint-Lazare | Saint-Lazare | 45.4 | -74.1333 | Canada | CA | CAN | Quebec |  | 19889 | 1124000613
Saint-Lin--Laurentides, Quebec, Canada | Saint-Lin--Laurentides | Saint-Lin--Laurentides | 45.85 | -73.7667 | Canada | CA | CAN | Quebec |  | 17463 | 1124906585
Saint-Louis, Saint-Louis, Senegal | Saint-Louis | Saint-Louis | 16.0333 | -16.5 | Senegal | SN | SEN | Saint-Louis | admin | 176000 | 1686542859
Saint-Louis, Grand Est, France | Saint-Louis | Saint-Louis | 47.59 | 7.57 | France | FR | FRA | Grand Est |  | 21177 | 1250664055
Saint-Malo, Bretagne, France | Saint-Malo | Saint-Malo | 48.6481 | -2.0075 | France | FR | FRA | Bretagne | minor | 46097 | 1250296332
Saint-Mandé, Île-de-France, France | Saint-Mandé | Saint-Mande | 48.8422 | 2.4186 | France | FR | FRA | Île-de-France |  | 22619 | 1250000869
Saint-Marc, Artibonite, Haiti | Saint-Marc | Saint-Marc | 19.1167 | -72.7 | Haiti | HT | HTI | Artibonite |  | 160181 | 1332084366
Saint-Martin-d’Hères, Auvergne-Rhône-Alpes, France | Saint-Martin-d’Hères | Saint-Martin-d'Heres | 45.1672 | 5.7653 | France | FR | FRA | Auvergne-Rhône-Alpes |  | 38487 | 1250862617
Saint-Maur-des-Fossés, Île-de-France, France | Saint-Maur-des-Fossés | Saint-Maur-des-Fosses | 48.7994 | 2.4997 | France | FR | FRA | Île-de-France |  | 74859 | 1250687119
Saint-Médard-en-Jalles, Nouvelle-Aquitaine, France | Saint-Médard-en-Jalles | Saint-Medard-en-Jalles | 44.8964 | -0.7164 | France | FR | FRA | Nouvelle-Aquitaine |  | 31145 | 1250115670
Saint-Nazaire, Pays de la Loire, France | Saint-Nazaire | Saint-Nazaire | 47.2806 | -2.2086 | France | FR | FRA | Pays de la Loire | minor | 69993 | 1250133864
Saint-Ouen, Île-de-France, France | Saint-Ouen | Saint-Ouen | 48.9123 | 2.3342 | France | FR | FRA | Île-de-France |  | 51108 | 1250000037
Saint-Ouen-l’Aumône, Île-de-France, France | Saint-Ouen-l’Aumône | Saint-Ouen-l'Aumone | 49.0447 | 2.1111 | France | FR | FRA | Île-de-France |  | 23741 | 1250836014
Saint-Paul, Quebec, Canada | Saint-Paul | Saint-Paul | 45.9833 | -73.45 | Canada | CA | CAN | Quebec |  | 5122 | 1124001817
Saint-Philippe, Quebec, Canada | Saint-Philippe | Saint-Philippe | 45.35 | -73.47 | Canada | CA | CAN | Quebec |  | 5495 | 1124461923
Saint-Pie, Quebec, Canada | Saint-Pie | Saint-Pie | 45.5 | -72.9 | Canada | CA | CAN | Quebec |  | 5438 | 1124508787
Saint-Priest, Auvergne-Rhône-Alpes, France | Saint-Priest | Saint-Priest | 45.6972 | 4.9447 | France | FR | FRA | Auvergne-Rhône-Alpes |  | 46207 | 1250000042
Saint-Quentin, Hauts-de-France, France | Saint-Quentin | Saint-Quentin | 49.8486 | 3.2864 | France | FR | FRA | Hauts-de-France | minor | 53816 | 1250806002
Saint-Raphaël, Provence-Alpes-Côte d’Azur, France | Saint-Raphaël | Saint-Raphael | 43.4252 | 6.7684 | France | FR | FRA | Provence-Alpes-Côte d’Azur |  | 35042 | 1250046595
Saint-Raymond, Quebec, Canada | Saint-Raymond | Saint-Raymond | 46.9 | -71.8333 | Canada | CA | CAN | Quebec |  | 9615 | 1124162305
Saint-Rémi, Quebec, Canada | Saint-Rémi | Saint-Remi | 45.2667 | -73.6167 | Canada | CA | CAN | Quebec |  | 7265 | 1124638080
Saint-Sauveur, Quebec, Canada | Saint-Sauveur | Saint-Sauveur | 45.9 | -74.17 | Canada | CA | CAN | Quebec |  | 9881 | 1124720935
Saint-Sébastien-sur-Loire, Pays de la Loire, France | Saint-Sébastien-sur-Loire | Saint-Sebastien-sur-Loire | 47.2081 | -1.5014 | France | FR | FRA | Pays de la Loire |  | 26838 | 1250158180
Saint-Zotique, Quebec, Canada | Saint-Zotique | Saint-Zotique | 45.25 | -74.25 | Canada | CA | CAN | Quebec |  | 6773 | 1124170824
Saitama, Saitama, Japan | Saitama | Saitama | 35.8617 | 139.6453 | Japan | JP | JPN | Saitama | admin | 1307931 | 1392017719
Sajószentpéter, Borsod-Abaúj-Zemplén, Hungary | Sajószentpéter | Sajoszentpeter | 48.2169 | 20.7183 | Hungary | HU | HUN | Borsod-Abaúj-Zemplén |  | 11679 | 1348595790
Sakado, Saitama, Japan | Sakado | Sakado | 35.9572 | 139.4031 | Japan | JP | JPN | Saitama |  | 101531 | 1392771396
Sakai, Ibaraki, Japan | Sakai | Sakai | 36.1086 | 139.795 | Japan | JP | JPN | Ibaraki |  | 24098 | 1392827163
Sakai, Kanagawa, Japan | Sakai | Sakai | 35.3308 | 139.2189 | Japan | JP | JPN | Kanagawa |  | 9368 | 1392689992
Sakaidechō, Kagawa, Japan | Sakaidechō | Sakaidecho | 34.3164 | 133.8606 | Japan | JP | JPN | Kagawa |  | 51196 | 1392517231
Sakaiminato, Shimane, Japan | Sakaiminato | Sakaiminato | 35.5397 | 133.2317 | Japan | JP | JPN | Shimane |  | 32837 | 1392354466
Sakākā, Al Jawf, Saudi Arabia | Sakākā | Sakaka | 30 | 40.1333 | Saudi Arabia | SA | SAU | Al Jawf | admin | 128332 | 1682232132
Sakaki, Nagano, Japan | Sakaki | Sakaki | 36.4619 | 138.1803 | Japan | JP | JPN | Nagano |  | 14310 | 1392071838
Sakamoto, Miyagi, Japan | Sakamoto | Sakamoto | 37.9625 | 140.8778 | Japan | JP | JPN | Miyagi |  | 11890 | 1392480384
Sakarya, Sakarya, Turkey | Sakarya | Sakarya | 40.7778 | 30.4028 | Turkey | TR | TUR | Sakarya | admin | 260109 | 1792191587
Sakata, Yamagata, Japan | Sakata | Sakata | 38.9144 | 139.8364 | Japan | JP | JPN | Yamagata |  | 100916 | 1392418961
Sakawa, Kōchi, Japan | Sakawa | Sakawa | 33.5008 | 133.2867 | Japan | JP | JPN | Kōchi |  | 12402 | 1392787592
Sakété, Plateau, Benin | Sakété | Sakete | 6.7362 | 2.6587 | Benin | BJ | BEN | Plateau | admin |  | 1204601704
Sakhnīn, Northern, Israel | Sakhnīn | Sakhnin | 32.8667 | 35.3 | Israel | IL | ISR | Northern |  | 31100 | 1376646130
Šakiai, Šakiai, Lithuania | Šakiai | Sakiai | 54.9556 | 23.0444 | Lithuania | LT | LTU | Šakiai | admin | 5383 | 1440362808
Sākib, Jarash, Jordan | Sākib | Sakib | 32.2843 | 35.8092 | Jordan | JO | JOR | Jarash |  | 11586 | 1400579775
Sakon Nakhon, Sakon Nakhon, Thailand | Sakon Nakhon | Sakon Nakhon | 17.1564 | 104.1456 | Thailand | TH | THA | Sakon Nakhon | admin | 53618 | 1764476362
Saks, Alabama, United States | Saks | Saks | 33.7118 | -85.8536 | United States | US | USA | Alabama |  | 10763 | 1840013708
Saku, Nagano, Japan | Saku | Saku | 36.2489 | 138.4769 | Japan | JP | JPN | Nagano |  | 98609 | 1392305904
Sakura, Chiba, Japan | Sakura | Sakura | 35.7239 | 140.2239 | Japan | JP | JPN | Chiba |  | 170906 | 1392611314
Sakuragawa, Ibaraki, Japan | Sakuragawa | Sakuragawa | 36.3272 | 140.0906 | Japan | JP | JPN | Ibaraki |  | 39692 | 1392000708
Sakurai, Nara, Japan | Sakurai | Sakurai | 34.5189 | 135.8519 | Japan | JP | JPN | Nara |  | 55005 | 1392404351
Sakurazuka, Ōsaka, Japan | Sakurazuka | Sakurazuka | 34.8 | 135.3603 | Japan | JP | JPN | Ōsaka |  | 225008 | 1392995608
Saky, Krym, Avtonomna Respublika, Ukraine | Saky | Saky | 45.1336 | 33.5772 | Ukraine | UA | UKR | Krym, Avtonomna Respublika | minor | 24885 | 1804485367
Sal Rei, Boa Vista, Cabo Verde | Sal Rei | Sal Rei | 16.176 | -22.9171 | Cabo Verde | CV | CPV | Boa Vista | admin | 6357 | 1132420232
Sala, Salas Novads, Latvia | Sala | Sala | 56.5047 | 25.7618 | Latvia | LV | LVA | Salas Novads | admin |  | 1428593161
Šaľa, Nitriansky, Slovakia | Šaľa | Sal'a | 48.15 | 17.8833 | Slovakia | SK | SVK | Nitriansky | minor | 22219 | 1703397102
Salaberry-de-Valleyfield, Quebec, Canada | Salaberry-de-Valleyfield | Salaberry-de-Valleyfield | 45.25 | -74.13 | Canada | CA | CAN | Quebec |  | 42410 | 1124638758
Salacgrīva, Salacgrīvas Novads, Latvia | Salacgrīva | Salacgriva | 57.7494 | 24.3586 | Latvia | LV | LVA | Salacgrīvas Novads | admin | 2729 | 1428301933
Salair, Kemerovskaya Oblast’, Russia | Salair | Salair | 54.2333 | 85.8 | Russia | RU | RUS | Kemerovskaya Oblast’ |  | 7452 | 1643506139
Şalālah, Z̧ufār, Oman | Şalālah | Salalah | 17.0197 | 54.0897 | Oman | OM | OMN | Z̧ufār | admin | 178469 | 1512995148
Salamá, Baja Verapaz, Guatemala | Salamá | Salama | 15.1052 | -90.316 | Guatemala | GT | GTM | Baja Verapaz | admin | 56359 | 1320223205
Salamanca, Guanajuato, Mexico | Salamanca | Salamanca | 20.5703 | -101.1972 | Mexico | MX | MEX | Guanajuato | minor | 260759 | 1484741627
Salamanca, Castille-Leon, Spain | Salamanca | Salamanca | 40.9667 | -5.6639 | Spain | ES | ESP | Castille-Leon | minor | 144228 | 1724960825
Salamanca, Coquimbo, Chile | Salamanca | Salamanca | -31.7796 | -70.98 | Chile | CL | CHL | Coquimbo |  | 20214 | 1152804087
Salamanca, New York, United States | Salamanca | Salamanca | 42.1631 | -78.7233 | United States | US | USA | New York |  | 5330 | 1840000453
Salamína, Attikí, Greece | Salamína | Salamina | 37.9333 | 23.5 | Greece | GR | GRC | Attikí | minor | 25370 | 1300019459
Salanso, Boucle du Mouhoun, Burkina Faso | Salanso | Salanso | 12.1833 | -4.0833 | Burkina Faso | BF | BFA | Boucle du Mouhoun | minor | 10385 | 1854892822
Salaspils, Salaspils Novads, Latvia | Salaspils | Salaspils | 56.8614 | 24.35 | Latvia | LV | LVA | Salaspils Novads | admin | 16616 | 1428270898
Salavan, Salavan, Laos | Salavan | Salavan | 15.7167 | 106.4167 | Laos | LA | LAO | Salavan | admin | 5521 | 1418448631
Salavat, Bashkortostan, Russia | Salavat | Salavat | 53.3667 | 55.9333 | Russia | RU | RUS | Bashkortostan |  | 153181 | 1643996483
Salaverry, La Libertad, Peru | Salaverry | Salaverry | -8.22 | -78.99 | Peru | PE | PER | La Libertad |  | 10066 | 1604741233
Salcajá, Quetzaltenango, Guatemala | Salcajá | Salcaja | 14.8833 | -91.45 | Guatemala | GT | GTM | Quetzaltenango | minor | 17535 | 1320564253
Salcea, Suceava, Romania | Salcea | Salcea | 47.65 | 26.37 | Romania | RO | ROU | Suceava |  | 9015 | 1642120043
Salcedo, Cibao Nordeste, Dominican Republic | Salcedo | Salcedo | 19.383 | -70.4167 | Dominican Republic | DO | DOM | Cibao Nordeste | minor | 45299 | 1214901060
Šalčininkai, Šalčininkai, Lithuania | Šalčininkai | Salcininkai | 54.3111 | 25.3806 | Lithuania | LT | LTU | Šalčininkai | admin | 6664 | 1440401402
Saldanha, Western Cape, South Africa | Saldanha | Saldanha | -32.9978 | 17.9456 | South Africa | ZA | ZAF | Western Cape |  | 68284 | 1710078862
Saldus, Saldus Novads, Latvia | Saldus | Saldus | 56.6667 | 22.4936 | Latvia | LV | LVA | Saldus Novads | admin | 10311 | 1428774997
Sale, Rabat-Salé-Kénitra, Morocco | Sale | Sale | 34.05 | -6.8167 | Morocco | MA | MAR | Rabat-Salé-Kénitra |  | 850403 | 1504989034
Sale, Trafford, United Kingdom | Sale | Sale | 53.424 | -2.322 | United Kingdom | GB | GBR | Trafford |  | 134022 | 1826016049
Sale, Victoria, Australia | Sale | Sale | -38.1 | 147.0667 | Australia | AU | AUS | Victoria |  | 15135 | 1036960753
Saleaula, Gaga‘emauga, Samoa | Saleaula | Saleaula | -13.4489 | -172.3352 | Samoa | WS | WSM | Gaga‘emauga | admin |  | 1882605280
Salekhard, Yamalo-Nenetskiy Avtonomnyy Okrug, Russia | Salekhard | Salekhard | 66.5333 | 66.6333 | Russia | RU | RUS | Yamalo-Nenetskiy Avtonomnyy Okrug | admin | 48507 | 1643083395
Salem, Tamil Nādu, India | Salem | Salem | 11.65 | 78.1667 | India | IN | IND | Tamil Nādu |  | 693236 | 1356567087
Salem, Oregon, United States | Salem | Salem | 44.9231 | -123.0246 | United States | US | USA | Oregon | admin | 266804 | 1840021224
Salem, Massachusetts, United States | Salem | Salem | 42.5129 | -70.902 | United States | US | USA | Massachusetts |  | 43226 | 1840000410
Salem, New Hampshire, United States | Salem | Salem | 42.7902 | -71.2202 | United States | US | USA | New Hampshire |  | 29133 | 1840055510
Salem, Virginia, United States | Salem | Salem | 37.2864 | -80.0555 | United States | US | USA | Virginia |  | 25301 | 1840001719
Salem, Ohio, United States | Salem | Salem | 40.9049 | -80.8491 | United States | US | USA | Ohio |  | 17571 | 1840009374
Salem, Utah, United States | Salem | Salem | 40.054 | -111.672 | United States | US | USA | Utah |  | 8621 | 1840021395
Salem, Illinois, United States | Salem | Salem | 38.6279 | -88.959 | United States | US | USA | Illinois |  | 7730 | 1840009789
Salem, Indiana, United States | Salem | Salem | 38.6048 | -86.0977 | United States | US | USA | Indiana |  | 6422 | 1840009790
Salem, New Jersey, United States | Salem | Salem | 39.5681 | -75.4724 | United States | US | USA | New Jersey |  | 5235 | 1840001529
Salem Lakes, Wisconsin, United States | Salem Lakes | Salem Lakes | 42.5366 | -88.1307 | United States | US | USA | Wisconsin |  | 14852 | 1840038106
Salem Township, Pennsylvania, United States | Salem Township | Salem Township | 40.4071 | -79.5141 | United States | US | USA | Pennsylvania |  | 6533 | 1840151384
Salerno, Campania, Italy | Salerno | Salerno | 40.6806 | 14.7597 | Italy | IT | ITA | Campania | minor | 135066 | 1380863448
Sales, São Paulo, Brazil | Sales | Sales | -21.3408 | -49.485 | Brazil | BR | BRA | São Paulo |  | 6002 | 1076483280
Sales Oliveira, São Paulo, Brazil | Sales Oliveira | Sales Oliveira | -20.7719 | -47.8378 | Brazil | BR | BRA | São Paulo |  | 11438 | 1076954861
Salesópolis, São Paulo, Brazil | Salesópolis | Salesopolis | -23.5319 | -45.8458 | Brazil | BR | BRA | São Paulo |  | 16688 | 1076843165
Salford, Salford, United Kingdom | Salford | Salford | 53.483 | -2.2931 | United Kingdom | GB | GBR | Salford |  | 103886 | 1826868550
Salgótarján, Nógrád, Hungary | Salgótarján | Salgotarjan | 48.0853 | 19.7867 | Hungary | HU | HUN | Nógrád | admin | 33579 | 1348290189
Salgueiro, Pernambuco, Brazil | Salgueiro | Salgueiro | -8.0742 | -39.1192 | Brazil | BR | BRA | Pernambuco |  | 42152 | 1076679973
Salida, California, United States | Salida | Salida | 37.7145 | -121.087 | United States | US | USA | California |  | 14658 | 1840018908
Salida, Colorado, United States | Salida | Salida | 38.53 | -105.9981 | United States | US | USA | Colorado |  | 7740 | 1840021473
Salihli, Manisa, Turkey | Salihli | Salihli | 38.4811 | 28.1392 | Turkey | TR | TUR | Manisa | minor | 161562 | 1792382417
Salihorsk, Minskaya Voblasts’, Belarus | Salihorsk | Salihorsk | 52.7842 | 27.5425 | Belarus | BY | BLR | Minskaya Voblasts’ | minor | 101400 | 1112250470
Salima, Salima, Malawi | Salima | Salima | -13.7829 | 34.4333 | Malawi | MW | MWI | Salima | admin | 71181 | 1454747771
Salina, Kansas, United States | Salina | Salina | 38.8137 | -97.6143 | United States | US | USA | Kansas |  | 46340 | 1840001647
Salina, New York, United States | Salina | Salina | 43.1031 | -76.1758 | United States | US | USA | New York |  | 32919 | 1840087878
Salina Cruz, Oaxaca, Mexico | Salina Cruz | Salina Cruz | 16.1671 | -95.2 | Mexico | MX | MEX | Oaxaca |  | 81063 | 1484364230
Salinas, California, United States | Salinas | Salinas | 36.6884 | -121.6317 | United States | US | USA | California |  | 190972 | 1840021632
Salinas, Guayas, Ecuador | Salinas | Salinas | -2.2083 | -80.9681 | Ecuador | EC | ECU | Guayas |  | 34719 | 1218838548
Salinas, Canelones, Uruguay | Salinas | Salinas | -34.7751 | -55.8402 | Uruguay | UY | URY | Canelones |  | 8626 | 1858193593
Salinas Victoria, Nuevo León, Mexico | Salinas Victoria | Salinas Victoria | 25.9667 | -100.3 | Mexico | MX | MEX | Nuevo León | minor | 27848 | 1484014927
Saline, Michigan, United States | Saline | Saline | 42.1741 | -83.778 | United States | US | USA | Michigan |  | 9343 | 1840003171
Salinópolis, Pará, Brazil | Salinópolis | Salinopolis | -0.6136 | -47.3561 | Brazil | BR | BRA | Pará |  | 40998 | 1076811443
Salisbury, Maryland, United States | Salisbury | Salisbury | 38.3756 | -75.5867 | United States | US | USA | Maryland |  | 106447 | 1840006219
Salisbury, Wiltshire, United Kingdom | Salisbury | Salisbury | 51.074 | -1.7936 | United Kingdom | GB | GBR | Wiltshire |  | 40302 | 1826304328
Salisbury, New York, United States | Salisbury | Salisbury | 40.7454 | -73.5604 | United States | US | USA | New York |  | 11753 | 1840005255
Salisbury, North Carolina, United States | Salisbury | Salisbury | 35.6656 | -80.4909 | United States | US | USA | North Carolina |  | 33988 | 1840015384
Salisbury, Massachusetts, United States | Salisbury | Salisbury | 42.8465 | -70.8616 | United States | US | USA | Massachusetts |  | 9209 | 1840053539
Salisbury Township, Pennsylvania, United States | Salisbury Township | Salisbury Township | 40.5768 | -75.4535 | United States | US | USA | Pennsylvania |  | 13843 | 1840148585
Salisbury Township, Pennsylvania, United States | Salisbury Township | Salisbury Township | 40.038 | -75.9961 | United States | US | USA | Pennsylvania |  | 11400 | 1840142490
Sălişte, Sibiu, Romania | Sălişte | Saliste | 45.7942 | 23.8864 | Romania | RO | ROU | Sibiu |  | 5421 | 1642473434
Sallisaw, Oklahoma, United States | Sallisaw | Sallisaw | 35.4605 | -94.807 | United States | US | USA | Oklahoma |  | 7825 | 1840021749
Salmās, Āz̄arbāyjān-e Gharbī, Iran | Salmās | Salmas | 38.2 | 44.7667 | Iran | IR | IRN | Āz̄arbāyjān-e Gharbī | minor | 79560 | 1364204147
Salmon Arm, British Columbia, Canada | Salmon Arm | Salmon Arm | 50.7022 | -119.2722 | Canada | CA | CAN | British Columbia |  | 17706 | 1124478865
Salmon Creek, Washington, United States | Salmon Creek | Salmon Creek | 45.7099 | -122.6632 | United States | US | USA | Washington |  | 21299 | 1840018520
Salmourão, São Paulo, Brazil | Salmourão | Salmourao | -21.6239 | -50.8608 | Brazil | BR | BRA | São Paulo |  | 5152 | 1076875320
Salo, Varsinais-Suomi, Finland | Salo | Salo | 60.3831 | 23.1331 | Finland | FI | FIN | Varsinais-Suomi | minor | 53890 | 1246750581
Salon-de-Provence, Provence-Alpes-Côte d’Azur, France | Salon-de-Provence | Salon-de-Provence | 43.6406 | 5.0972 | France | FR | FRA | Provence-Alpes-Côte d’Azur |  | 45528 | 1250380072
Salonta, Bihor, Romania | Salonta | Salonta | 46.8 | 21.65 | Romania | RO | ROU | Bihor |  | 17735 | 1642519468
Šalovci, Šalovci, Slovenia | Šalovci | Salovci | 46.825 | 16.2981 | Slovenia | SI | SVN | Šalovci | admin |  | 1705296581
Salsk, Rostovskaya Oblast’, Russia | Salsk | Salsk | 46.4833 | 41.5333 | Russia | RU | RUS | Rostovskaya Oblast’ | minor | 57622 | 1643005627
Salt Lake City, Utah, United States | Salt Lake City | Salt Lake City | 40.7777 | -111.9306 | United States | US | USA | Utah | admin | 1098526 | 1840021383
Salta, Salta, Argentina | Salta | Salta | -24.7883 | -65.4106 | Argentina | AR | ARG | Salta | admin | 535303 | 1032926124
Saltangará, , Faroe Islands | Saltangará | Saltangara | 62.1156 | -6.7206 | Faroe Islands | FO | FRO |  | admin |  | 1234473077
Saltash, Cornwall, United Kingdom | Saltash | Saltash | 50.408 | -4.212 | United Kingdom | GB | GBR | Cornwall |  | 16184 | 1826455741
Saltburn-by-the-Sea, Redcar and Cleveland, United Kingdom | Saltburn-by-the-Sea | Saltburn-by-the-Sea | 54.5828 | -0.9732 | United Kingdom | GB | GBR | Redcar and Cleveland |  | 5958 | 1826299389
Saltcoats, North Ayrshire, United Kingdom | Saltcoats | Saltcoats | 55.6352 | -4.7896 | United Kingdom | GB | GBR | North Ayrshire |  | 11260 | 1826618463
Saltillo, Coahuila de Zaragoza, Mexico | Saltillo | Saltillo | 25.4333 | -101 | Mexico | MX | MEX | Coahuila de Zaragoza | admin | 807537 | 1484107245
Saltinho, São Paulo, Brazil | Saltinho | Saltinho | -22.8469 | -47.6769 | Brazil | BR | BRA | São Paulo |  | 7818 | 1076409109
Salto, Salto, Uruguay | Salto | Salto | -31.3883 | -57.9606 | Uruguay | UY | URY | Salto | admin | 124878 | 1858575950
Salto, São Paulo, Brazil | Salto | Salto | -23.2008 | -47.2869 | Brazil | BR | BRA | São Paulo |  | 114171 | 1076427264
Salto de Pirapora, São Paulo, Brazil | Salto de Pirapora | Salto de Pirapora | -23.6489 | -47.5728 | Brazil | BR | BRA | São Paulo |  | 43574 | 1076664356
Salto del Guairá, Canindeyú, Paraguay | Salto del Guairá | Salto del Guaira | -24.02 | -54.34 | Paraguay | PY | PRY | Canindeyú | admin | 37600 | 1600283545
Salto Grande, São Paulo, Brazil | Salto Grande | Salto Grande | -22.8928 | -49.9858 | Brazil | BR | BRA | São Paulo |  | 9223 | 1076969780
Salton City, California, United States | Salton City | Salton City | 33.2994 | -115.9609 | United States | US | USA | California |  | 5611 | 1840019374
Salvador, Bahia, Brazil | Salvador | Salvador | -12.9708 | -38.5108 | Brazil | BR | BRA | Bahia | admin | 2921087 | 1076923789
Salvador, Guantánamo, Cuba | Salvador | Salvador | 20.2094 | -75.2231 | Cuba | CU | CUB | Guantánamo |  | 45773 | 1192289644
Salvatierra, Guanajuato, Mexico | Salvatierra | Salvatierra | 20.2156 | -100.8961 | Mexico | MX | MEX | Guanajuato | minor | 34066 | 1484878589
Salyan, Salyan, Azerbaijan | Salyan | Salyan | 39.5968 | 48.9837 | Azerbaijan | AZ | AZE | Salyan | admin | 30396 | 1031301869
Salyan, Rāptī, Nepal | Salyan | Salyan | 28.35 | 82.1833 | Nepal | NP | NPL | Rāptī |  | 15000 | 1524828921
Salzburg, Salzburg, Austria | Salzburg | Salzburg | 47.7972 | 13.0477 | Austria | AT | AUT | Salzburg | admin | 154076 | 1040312147
Salzgitter, Lower Saxony, Germany | Salzgitter | Salzgitter | 52.1503 | 10.3593 | Germany | DE | DEU | Lower Saxony | minor | 104948 | 1276613066
Salzkotten, North Rhine-Westphalia, Germany | Salzkotten | Salzkotten | 51.6708 | 8.6047 | Germany | DE | DEU | North Rhine-Westphalia |  | 25062 | 1276941056
Salzwedel, Saxony-Anhalt, Germany | Salzwedel | Salzwedel | 52.85 | 11.15 | Germany | DE | DEU | Saxony-Anhalt | minor | 23655 | 1276222011
Sam Phran, Nakhon Pathom, Thailand | Sam Phran | Sam Phran | 13.727 | 100.2153 | Thailand | TH | THA | Nakhon Pathom | minor | 17611 | 1764639144
Samaipata, Santa Cruz, Bolivia | Samaipata | Samaipata | -18.1794 | -63.8756 | Bolivia | BO | BOL | Santa Cruz |  | 2926 | 1068681645
Samal, Davao del Norte, Philippines | Samal | Samal | 7.05 | 125.7333 | Philippines | PH | PHL | Davao del Norte |  | 104123 | 1608425228
Sāmalkot, Andhra Pradesh, India | Sāmalkot | Samalkot | 17.0531 | 82.1695 | India | IN | IND | Andhra Pradesh |  | 56864 | 1356044530
Samālūţ, Al Minyā, Egypt | Samālūţ | Samalut | 28.3 | 30.7167 | Egypt | EG | EGY | Al Minyā |  | 91475 | 1818180512
Samamea, Va‘a-o-Fonoti, Samoa | Samamea | Samamea | -13.9338 | -171.5312 | Samoa | WS | WSM | Va‘a-o-Fonoti | admin |  | 1882468874
Samaná, Cibao Nordeste, Dominican Republic | Samaná | Samana | 19.212 | -69.332 | Dominican Republic | DO | DOM | Cibao Nordeste | minor | 11432 | 1214655701
Samandağ, Hatay, Turkey | Samandağ | Samandag | 36.085 | 35.9806 | Turkey | TR | TUR | Hatay | minor | 121109 | 1792813864
Samannūd, Al Gharbīyah, Egypt | Samannūd | Samannud | 30.9667 | 31.25 | Egypt | EG | EGY | Al Gharbīyah |  | 57177 | 1818038230
Samara, Samarskaya Oblast’, Russia | Samara | Samara | 53.1833 | 50.1167 | Russia | RU | RUS | Samarskaya Oblast’ | admin | 1169719 | 1643205757
Samarinda, Kalimantan Timur, Indonesia | Samarinda | Samarinda | -0.5022 | 117.1536 | Indonesia | ID | IDN | Kalimantan Timur | admin | 753370 | 1360684979
Samarkand, Samarqand, Uzbekistan | Samarkand | Samarkand | 39.6542 | 66.9597 | Uzbekistan | UZ | UZB | Samarqand | admin | 504423 | 1860388706
Sāmarrā’, Şalāḩ ad Dīn, Iraq | Sāmarrā’ | Samarra' | 34.1959 | 43.8857 | Iraq | IQ | IRQ | Şalāḩ ad Dīn | minor | 140400 | 1368265789
Şamaxı, Şamaxı, Azerbaijan | Şamaxı | Samaxi | 40.6339 | 48.6392 | Azerbaijan | AZ | AZE | Şamaxı |  | 24681 | 1031286384
Sambalpur, Odisha, India | Sambalpur | Sambalpur | 21.4704 | 83.9701 | India | IN | IND | Odisha |  | 310852 | 1356772339
Sambava, Antsiranana, Madagascar | Sambava | Sambava | -14.2662 | 50.1666 | Madagascar | MG | MDG | Antsiranana | minor | 43465 | 1450004590
Sambhal, Uttar Pradesh, India | Sambhal | Sambhal | 28.58 | 78.55 | India | IN | IND | Uttar Pradesh |  | 220813 | 1356376216
Sambir, L’vivs’ka Oblast’, Ukraine | Sambir | Sambir | 49.5167 | 23.2 | Ukraine | UA | UKR | L’vivs’ka Oblast’ | minor | 35026 | 1804333942
Samborondón, Guayas, Ecuador | Samborondón | Samborondon | -1.9611 | -79.7256 | Ecuador | EC | ECU | Guayas |  | 42637 | 1218370377
Samch’ŏk, Gangwon, Korea, South | Samch’ŏk | Samch'ok | 37.4406 | 129.1708 | Korea, South | KR | KOR | Gangwon |  | 69509 | 1410438648
Samdrup Jongkhar, Samdrup Jongkhar, Bhutan | Samdrup Jongkhar | Samdrup Jongkhar | 26.8007 | 91.5052 | Bhutan | BT | BTN | Samdrup Jongkhar | admin |  | 1064656050
Same, Manufahi, Timor-Leste | Same | Same | -9 | 125.65 | Timor-Leste | TL | TLS | Manufahi | admin | 2100 | 1626402267
Same, Kilimanjaro, Tanzania | Same | Same | -4.0696 | 37.72 | Tanzania | TZ | TZA | Kilimanjaro |  | 17455 | 1834888088
Samford, Queensland, Australia | Samford | Samford | -27.3667 | 152.8833 | Australia | AU | AUS | Queensland |  | 10931 | 1036810408
Sammamish, Washington, United States | Sammamish | Sammamish | 47.6017 | -122.0416 | United States | US | USA | Washington |  | 65892 | 1840021115
Samobor, Zagrebačka Županija, Croatia | Samobor | Samobor | 45.8011 | 15.711 | Croatia | HR | HRV | Zagrebačka Županija | minor | 15147 | 1191807327
Samokov, Sofia, Bulgaria | Samokov | Samokov | 42.3381 | 23.56 | Bulgaria | BG | BGR | Sofia |  | 29094 | 1100464208
Šamorín, Trnavský, Slovakia | Šamorín | Samorin | 48.0267 | 17.3117 | Slovakia | SK | SVK | Trnavský |  | 13324 | 1703883370
Sampit, Kalimantan Tengah, Indonesia | Sampit | Sampit | -2.5329 | 112.95 | Indonesia | ID | IDN | Kalimantan Tengah | minor | 92710 | 1360020231
Samraong, Oddar Meanchey, Cambodia | Samraong | Samraong | 14.1817 | 103.5176 | Cambodia | KH | KHM | Oddar Meanchey | admin |  | 1116989175
Samsula-Spruce Creek, Florida, United States | Samsula-Spruce Creek | Samsula-Spruce Creek | 29.0484 | -81.0628 | United States | US | USA | Florida |  | 5272 | 1840035478
Samsun, Samsun, Turkey | Samsun | Samsun | 41.2867 | 36.33 | Turkey | TR | TUR | Samsun | admin | 1335716 | 1792169057
Samtse, Samtse, Bhutan | Samtse | Samtse | 26.8667 | 89.1 | Bhutan | BT | BTN | Samtse | admin |  | 1064763429
Samut Prakan, Samut Prakan, Thailand | Samut Prakan | Samut Prakan | 13.6004 | 100.5964 | Thailand | TH | THA | Samut Prakan | admin | 51309 | 1764159228
Samut Sakhon, Samut Sakhon, Thailand | Samut Sakhon | Samut Sakhon | 13.5486 | 100.2775 | Thailand | TH | THA | Samut Sakhon | admin | 60103 | 1764502057
Samut Songkhram, Samut Songkhram, Thailand | Samut Songkhram | Samut Songkhram | 13.4097 | 100.0017 | Thailand | TH | THA | Samut Songkhram | admin | 28493 | 1764305010
Samux, Samux, Azerbaijan | Samux | Samux | 40.7649 | 46.4087 | Azerbaijan | AZ | AZE | Samux | admin |  | 1031600567
San, Ségou, Mali | San | San | 13.3004 | -4.9 | Mali | ML | MLI | Ségou | minor | 41386 | 1466198810
San Adrián, Navarre, Spain | San Adrián | San Adrian | 42.3325 | -1.9333 | Spain | ES | ESP | Navarre |  | 6292 | 1724174328
San Agustín Tlaxiaca, Hidalgo, Mexico | San Agustín Tlaxiaca | San Agustin Tlaxiaca | 20.1144 | -98.8867 | Mexico | MX | MEX | Hidalgo |  | 27118 | 1484185265
San Andrés, San Andrés y Providencia, Colombia | San Andrés | San Andres | 12.5847 | -81.7006 | Colombia | CO | COL | San Andrés y Providencia | admin | 71946 | 1170563968
San Andrés Timilpan, México, Mexico | San Andrés Timilpan | San Andres Timilpan | 19.8667 | -99.7333 | Mexico | MX | MEX | México | minor | 14335 | 1484996853
San Angelo, Texas, United States | San Angelo | San Angelo | 31.4424 | -100.4506 | United States | US | USA | Texas |  | 100773 | 1840022146
San Anselmo, California, United States | San Anselmo | San Anselmo | 37.9821 | -122.5699 | United States | US | USA | California |  | 12476 | 1840022520
San Antonino Castillo Velasco, Oaxaca, Mexico | San Antonino Castillo Velasco | San Antonino Castillo Velasco | 16.8031 | -96.6839 | Mexico | MX | MEX | Oaxaca | minor | 6009 | 1484401368
San Antonio, Texas, United States | San Antonio | San Antonio | 29.4658 | -98.5253 | United States | US | USA | Texas |  | 2049293 | 1840022220
San Antonio, Valparaíso, Chile | San Antonio | San Antonio | -33.5809 | -71.6132 | Chile | CL | CHL | Valparaíso | minor | 86239 | 1152830501
San Antonio, Puerto Rico, Puerto Rico | San Antonio | San Antonio | 18.4468 | -66.3002 | Puerto Rico | PR | PRI | Puerto Rico |  | 8144 | 1630023733
San Antonio de los Baños, Artemisa, Cuba | San Antonio de los Baños | San Antonio de los Banos | 22.8889 | -82.4989 | Cuba | CU | CUB | Artemisa | minor | 33811 | 1192374010
San Antonio de los Cobres, Salta, Argentina | San Antonio de los Cobres | San Antonio de los Cobres | -24.2256 | -66.3192 | Argentina | AR | ARG | Salta | minor | 5482 | 1032191344
San Antonio del Sur, Guantánamo, Cuba | San Antonio del Sur | San Antonio del Sur | 20.0569 | -74.8078 | Cuba | CU | CUB | Guantánamo | minor | 26509 | 1192849948
San Antonio del Táchira, Táchira, Venezuela | San Antonio del Táchira | San Antonio del Tachira | 7.8145 | -72.4431 | Venezuela | VE | VEN | Táchira | minor | 61630 | 1862415614
San Antonio Oeste, Río Negro, Argentina | San Antonio Oeste | San Antonio Oeste | -40.7333 | -64.95 | Argentina | AR | ARG | Río Negro | minor | 16265 | 1032154473
San Bartolo Tutotepec, Hidalgo, Mexico | San Bartolo Tutotepec | San Bartolo Tutotepec | 20.4 | -98.2 | Mexico | MX | MEX | Hidalgo | minor | 17837 | 1484290508
San Benito, Texas, United States | San Benito | San Benito | 26.1298 | -97.644 | United States | US | USA | Texas |  | 24243 | 1840022260
San Bernardino, California, United States | San Bernardino | San Bernardino | 34.1417 | -117.2946 | United States | US | USA | California |  | 215784 | 1840021728
San Bernardo, Región Metropolitana, Chile | San Bernardo | San Bernardo | -33.6 | -70.7 | Chile | CL | CHL | Región Metropolitana | minor | 246762 | 1152050361
San Blas, Nayarit, Mexico | San Blas | San Blas | 21.5397 | -105.2856 | Mexico | MX | MEX | Nayarit | minor | 37478 | 1484142814
San Blas Atempa, Oaxaca, Mexico | San Blas Atempa | San Blas Atempa | 16.3167 | -95.2167 | Mexico | MX | MEX | Oaxaca | minor | 18406 | 1484548529
San Borja, El Beni, Bolivia | San Borja | San Borja | -14.8583 | -66.7475 | Bolivia | BO | BOL | El Beni |  | 24610 | 1068118050
San Bruno, California, United States | San Bruno | San Bruno | 37.6254 | -122.4313 | United States | US | USA | California |  | 42807 | 1840021549
San Buenaventura, California, United States | San Buenaventura | San Buenaventura | 34.2741 | -119.2314 | United States | US | USA | California |  | 109106 | 1840037414
San Buenaventura, México, Mexico | San Buenaventura | San Buenaventura | 19.2641 | -99.6746 | Mexico | MX | MEX | México |  | 48037 | 1484313229
San Buenaventura, Chihuahua, Mexico | San Buenaventura | San Buenaventura | 29.8333 | -107.4667 | Mexico | MX | MEX | Chihuahua | minor | 6957 | 1484524609
San Carlos, Negros Occidental, Philippines | San Carlos | San Carlos | 10.4929 | 123.4095 | Philippines | PH | PHL | Negros Occidental |  | 132536 | 1608048026
San Carlos, Cojedes, Venezuela | San Carlos | San Carlos | 9.65 | -68.5833 | Venezuela | VE | VEN | Cojedes | admin | 120000 | 1862109303
San Carlos, California, United States | San Carlos | San Carlos | 37.4982 | -122.268 | United States | US | USA | California |  | 30185 | 1840021550
San Carlos, Río San Juan, Nicaragua | San Carlos | San Carlos | 11.2 | -84.8333 | Nicaragua | NI | NIC | Río San Juan | admin | 13451 | 1558170572
San Carlos, Santa Cruz, Bolivia | San Carlos | San Carlos | -17.4 | -63.73 | Bolivia | BO | BOL | Santa Cruz |  | 6353 | 1068028866
San Carlos City, Pangasinan, Philippines | San Carlos City | San Carlos City | 15.9281 | 120.3489 | Philippines | PH | PHL | Pangasinan |  | 188571 | 1608542323
San Carlos de Bariloche, Río Negro, Argentina | San Carlos de Bariloche | San Carlos de Bariloche | -41.15 | -71.3 | Argentina | AR | ARG | Río Negro | minor | 112887 | 1032111842
San Carlos del Zulia, Zulia, Venezuela | San Carlos del Zulia | San Carlos del Zulia | 9 | -71.95 | Venezuela | VE | VEN | Zulia | minor | 80000 | 1862219492
San Carlos Park, Florida, United States | San Carlos Park | San Carlos Park | 26.4765 | -81.8193 | United States | US | USA | Florida |  | 17778 | 1840014218
San Clemente, California, United States | San Clemente | San Clemente | 33.4498 | -117.6103 | United States | US | USA | California |  | 64558 | 1840021962
San Cristóbal, Táchira, Venezuela | San Cristóbal | San Cristobal | 7.7682 | -72.2322 | Venezuela | VE | VEN | Táchira | admin | 743924 | 1862252264
San Cristóbal, Chiapas, Mexico | San Cristóbal | San Cristobal | 16.7367 | -92.6383 | Mexico | MX | MEX | Chiapas | minor | 158027 | 1484451215
San Cristóbal, Valdesia, Dominican Republic | San Cristóbal | San Cristobal | 18.416 | -70.109 | Dominican Republic | DO | DOM | Valdesia | admin | 154040 | 1214335207
San Cristóbal, Artemisa, Cuba | San Cristóbal | San Cristobal | 22.7169 | -83.0511 | Cuba | CU | CUB | Artemisa | minor | 29119 | 1192301736
San Cristóbal Verapaz, Alta Verapaz, Guatemala | San Cristóbal Verapaz | San Cristobal Verapaz | 15.365 | -90.4792 | Guatemala | GT | GTM | Alta Verapaz | minor | 54704 | 1320384406
San Diego, California, United States | San Diego | San Diego | 32.8312 | -117.1225 | United States | US | USA | California |  | 3220118 | 1840021990
San Diego, Carabobo, Venezuela | San Diego | San Diego | 10.2558 | -67.9539 | Venezuela | VE | VEN | Carabobo | minor | 187215 | 1862530883
San Diego Country Estates, California, United States | San Diego Country Estates | San Diego Country Estates | 33.0093 | -116.7874 | United States | US | USA | California |  | 10381 | 1840028398
San Diego de la Unión, Guanajuato, Mexico | San Diego de la Unión | San Diego de la Union | 21.4656 | -100.8736 | Mexico | MX | MEX | Guanajuato | minor | 39663 | 1484000829
San Dimas, California, United States | San Dimas | San Dimas | 34.1082 | -117.809 | United States | US | USA | California |  | 33621 | 1840021860
San Dionisio del Mar, Oaxaca, Mexico | San Dionisio del Mar | San Dionisio del Mar | 16.3217 | -94.7569 | Mexico | MX | MEX | Oaxaca |  | 5127 | 1484014548
San Dorligo della Valle, Friuli-Venezia Giulia, Italy | San Dorligo della Valle | San Dorligo della Valle | 45.6225 | 13.8578 | Italy | IT | ITA | Friuli-Venezia Giulia |  | 5754 | 1380967686
San Elizario, Texas, United States | San Elizario | San Elizario | 31.5793 | -106.2632 | United States | US | USA | Texas |  | 9089 | 1840019523
San Felipe, Yaracuy, Venezuela | San Felipe | San Felipe | 10.3353 | -68.7458 | Venezuela | VE | VEN | Yaracuy | admin | 220786 | 1862716082
San Felipe, Guanajuato, Mexico | San Felipe | San Felipe | 21.4833 | -101.2167 | Mexico | MX | MEX | Guanajuato | minor | 106952 | 1484279509
San Felipe, Valparaíso, Chile | San Felipe | San Felipe | -32.7507 | -70.7251 | Chile | CL | CHL | Valparaíso | minor | 64120 | 1152329463
San Felipe, Baja California, Mexico | San Felipe | San Felipe | 31.0275 | -114.8353 | Mexico | MX | MEX | Baja California |  | 19204 | 1484794463
San Felipe del Progreso, México, Mexico | San Felipe del Progreso | San Felipe del Progreso | 19.7125 | -99.9511 | Mexico | MX | MEX | México | minor | 100201 | 1484781559
San Felipe Orizatlán, Hidalgo, Mexico | San Felipe Orizatlán | San Felipe Orizatlan | 21.1719 | -98.6064 | Mexico | MX | MEX | Hidalgo |  | 38472 | 1484942420
San Felipe Tejalapan, Oaxaca, Mexico | San Felipe Tejalapan | San Felipe Tejalapan | 17.1111 | -96.8542 | Mexico | MX | MEX | Oaxaca |  | 7862 | 1484085457
San Fernando, Pampanga, Philippines | San Fernando | San Fernando | 15.0333 | 120.6833 | Philippines | PH | PHL | Pampanga | admin | 306659 | 1608862124
San Fernando, Apure, Venezuela | San Fernando | San Fernando | 7.894 | -67.473 | Venezuela | VE | VEN | Apure | admin | 194274 | 1862404343
San Fernando, La Union, Philippines | San Fernando | San Fernando | 16.6167 | 120.3167 | Philippines | PH | PHL | La Union | admin | 121812 | 1608635527
San Fernando, San Fernando, Trinidad And Tobago | San Fernando | San Fernando | 10.2833 | -61.4667 | Trinidad And Tobago | TT | TTO | San Fernando | admin | 55419 | 1780361077
San Fernando, Tamaulipas, Mexico | San Fernando | San Fernando | 24.8504 | -98.16 | Mexico | MX | MEX | Tamaulipas | minor | 29171 | 1484830415
San Fernando, California, United States | San Fernando | San Fernando | 34.2886 | -118.4363 | United States | US | USA | California |  | 24322 | 1840021861
San Fernando, Libertador General Bernardo O’Higgins, Chile | San Fernando | San Fernando | -34.5839 | -70.9891 | Chile | CL | CHL | Libertador General Bernardo O’Higgins | minor | 58367 | 1152802349
San Francisco, California, United States | San Francisco | San Francisco | 37.7562 | -122.443 | United States | US | USA | California |  | 3592294 | 1840021543
San Francisco, Morazán, El Salvador | San Francisco | San Francisco | 13.7 | -88.1 | El Salvador | SV | SLV | Morazán | admin | 16152 | 1222399599
San Francisco, Córdoba, Argentina | San Francisco | San Francisco | -31.4356 | -62.0714 | Argentina | AR | ARG | Córdoba | minor | 62000 | 1032491643
San Francisco, Jalisco, Mexico | San Francisco | San Francisco | 20.5333 | -102.5 | Mexico | MX | MEX | Jalisco |  | 5167 | 1484609468
San Francisco de los Romo, Aguascalientes, Mexico | San Francisco de los Romo | San Francisco de los Romo | 22.0833 | -102.2667 | Mexico | MX | MEX | Aguascalientes | minor | 46454 | 1484352122
San Francisco de Macorís, Cibao Nordeste, Dominican Republic | San Francisco de Macorís | San Francisco de Macoris | 19.3 | -70.25 | Dominican Republic | DO | DOM | Cibao Nordeste | admin | 174879 | 1214710545
San Francisco de Mostazal, Libertador General Bernardo O’Higgins, Chile | San Francisco de Mostazal | San Francisco de Mostazal | -33.9799 | -70.7122 | Chile | CL | CHL | Libertador General Bernardo O’Higgins |  | 12719 | 1152382411
San Francisco del Mar, Oaxaca, Mexico | San Francisco del Mar | San Francisco del Mar | 16.3394 | -94.515 | Mexico | MX | MEX | Oaxaca |  | 7650 | 1484190269
San Francisco del Rincón, Guanajuato, Mexico | San Francisco del Rincón | San Francisco del Rincon | 21.0228 | -101.86 | Mexico | MX | MEX | Guanajuato | minor | 113570 | 1484674455
San Francisco Solano, Buenos Aires, Argentina | San Francisco Solano | San Francisco Solano | -34.7667 | -58.3167 | Argentina | AR | ARG | Buenos Aires |  | 91322 | 1032776804
San Gabriel, California, United States | San Gabriel | San Gabriel | 34.0948 | -118.099 | United States | US | USA | California |  | 39899 | 1840021862
San Gabriel, Carchi, Ecuador | San Gabriel | San Gabriel | 0.61 | -77.84 | Ecuador | EC | ECU | Carchi |  | 16066 | 1218199820
San Germán, Puerto Rico, Puerto Rico | San Germán | San German | 18.0827 | -67.046 | Puerto Rico | PR | PRI | Puerto Rico |  | 11117 | 1630023526
San Ġiljan, San Ġiljan, Malta | San Ġiljan | San Giljan | 35.9184 | 14.4898 | Malta | MT | MLT | San Ġiljan | admin |  | 1470707733
San Ġwann, San Ġwann, Malta | San Ġwann | San Gwann | 35.9056 | 14.4761 | Malta | MT | MLT | San Ġwann | admin |  | 1470073144
San Ignacio, Cayo, Belize | San Ignacio | San Ignacio | 17.1588 | -89.0696 | Belize | BZ | BLZ | Cayo | admin | 16977 | 1084924884
San Ignacio Cohuirimpo, Sonora, Mexico | San Ignacio Cohuirimpo | San Ignacio Cohuirimpo | 27.05 | -109.4167 | Mexico | MX | MEX | Sonora |  | 10606 | 1484235510
San Ignacio de Velasco, Santa Cruz, Bolivia | San Ignacio de Velasco | San Ignacio de Velasco | -16.3667 | -60.95 | Bolivia | BO | BOL | Santa Cruz |  | 23569 | 1068082737
San Isidro, Buenos Aires, Argentina | San Isidro | San Isidro | -34.4667 | -58.5167 | Argentina | AR | ARG | Buenos Aires | minor | 43595 | 1032862666
San Isidro, Puerto Rico, Puerto Rico | San Isidro | San Isidro | 18.3919 | -65.8853 | Puerto Rico | PR | PRI | Puerto Rico |  | 6915 | 1630035575
San Isidro Buen Suceso, Tlaxcala, Mexico | San Isidro Buen Suceso | San Isidro Buen Suceso | 19.1528 | -98.1069 | Mexico | MX | MEX | Tlaxcala |  | 7688 | 1484003997
San Jacinto, California, United States | San Jacinto | San Jacinto | 33.797 | -116.9916 | United States | US | USA | California |  | 49215 | 1840021936
San Jacinto, Bolívar, Colombia | San Jacinto | San Jacinto | 9.8311 | -75.1219 | Colombia | CO | COL | Bolívar | minor | 21644 | 1170354916
San Jacinto, Canelones, Uruguay | San Jacinto | San Jacinto | -34.5444 | -55.8719 | Uruguay | UY | URY | Canelones |  | 7000 | 1858537441
San Jacinto de Buena Fe, Los Ríos, Ecuador | San Jacinto de Buena Fe | San Jacinto de Buena Fe | -0.8932 | -79.4907 | Ecuador | EC | ECU | Los Ríos |  | 38263 | 1218724130
San Javier, Maule, Chile | San Javier | San Javier | -35.5924 | -71.7353 | Chile | CL | CHL | Maule |  | 29017 | 1152644283
San Javier, Santa Cruz, Bolivia | San Javier | San Javier | -16.2896 | -62.5 | Bolivia | BO | BOL | Santa Cruz |  | 4210 | 1068099078
San Joaquín, Querétaro, Mexico | San Joaquín | San Joaquin | 20.9833 | -99.5 | Mexico | MX | MEX | Querétaro | minor | 8865 | 1484855056
San Jose, California, United States | San Jose | San Jose | 37.3019 | -121.8486 | United States | US | USA | California |  | 1798103 | 1840021570
San Jose, Nueva Ecija, Philippines | San Jose | San Jose | 15.7833 | 121 | Philippines | PH | PHL | Nueva Ecija |  | 139738 | 1608000478
San Jose, Antique, Philippines | San Jose | San Jose | 10.745 | 121.9415 | Philippines | PH | PHL | Antique | admin |  | 1608138574
San Jose, Dinagat Islands, Philippines | San Jose | San Jose | 10.18 | 125.5683 | Philippines | PH | PHL | Dinagat Islands | admin |  | 1608435522
San José, San José, Costa Rica | San José | San Jose | 9.9333 | -84.0833 | Costa Rica | CR | CRI | San José | primary | 288054 | 1188749877
San José, San José, Uruguay | San José | San Jose | -34.3333 | -56.7167 | Uruguay | UY | URY | San José | admin | 36747 | 1858927597
San José de Aerocuar, Sucre, Venezuela | San José de Aerocuar | San Jose de Aerocuar | 10.6014 | -63.3278 | Venezuela | VE | VEN | Sucre | minor | 11162 | 1862054804
San José de Chiquitos, Santa Cruz, Bolivia | San José de Chiquitos | San Jose de Chiquitos | -17.85 | -60.75 | Bolivia | BO | BOL | Santa Cruz |  | 16942 | 1068082794
San José de Gracia, Aguascalientes, Mexico | San José de Gracia | San Jose de Gracia | 22.15 | -102.4167 | Mexico | MX | MEX | Aguascalientes | minor | 8896 | 1484004442
San José de las Lajas, Mayabeque, Cuba | San José de las Lajas | San Jose de las Lajas | 22.9614 | -82.1511 | Cuba | CU | CUB | Mayabeque | admin |  | 1192731332
San José del Cabo, Baja California Sur, Mexico | San José del Cabo | San Jose del Cabo | 23.0614 | -109.7081 | Mexico | MX | MEX | Baja California Sur | minor | 93069 | 1484157742
San José del Guaviare, Guaviare, Colombia | San José del Guaviare | San Jose del Guaviare | 2.5653 | -72.6386 | Colombia | CO | COL | Guaviare | admin | 68878 | 1170839384
San Jose del Monte, Bulacan, Philippines | San Jose del Monte | San Jose del Monte | 14.8139 | 121.0453 | Philippines | PH | PHL | Bulacan |  | 574089 | 1608850554
San José el Viejo, Baja California Sur, Mexico | San José el Viejo | San Jose el Viejo | 23.1226 | -109.712 | Mexico | MX | MEX | Baja California Sur |  | 7222 | 1484016340
San José Iturbide, Guanajuato, Mexico | San José Iturbide | San Jose Iturbide | 21 | -100.3833 | Mexico | MX | MEX | Guanajuato | minor | 54661 | 1484954448
San José Villa de Allende, México, Mexico | San José Villa de Allende | San Jose Villa de Allende | 19.3747 | -100.1475 | Mexico | MX | MEX | México | minor | 52641 | 1484492033
San Juan, San Juan, Argentina | San Juan | San Juan | -31.5375 | -68.5364 | Argentina | AR | ARG | San Juan | admin | 471389 | 1032869625
San Juan, Puerto Rico, Puerto Rico | San Juan | San Juan | 18.4037 | -66.0636 | Puerto Rico | PR | PRI | Puerto Rico |  | 331165 | 1630035577
San Juan, San Juan, Philippines | San Juan | San Juan | 14.6 | 121.0333 | Philippines | PH | PHL | San Juan | admin | 122180 | 1608817515
San Juan, El Valle, Dominican Republic | San Juan | San Juan | 18.807 | -71.229 | Dominican Republic | DO | DOM | El Valle | admin | 72950 | 1214608846
San Juan, San José, Costa Rica | San Juan | San Juan | 9.9609 | -84.0731 | Costa Rica | CR | CRI | San José |  | 24944 | 1188421709
San Juan, Texas, United States | San Juan | San Juan | 26.1903 | -98.152 | United States | US | USA | Texas |  | 37008 | 1840022256
San Juan, San Juan/Laventille, Trinidad And Tobago | San Juan | San Juan | 10.65 | -61.45 | Trinidad And Tobago | TT | TTO | San Juan/Laventille |  | 13797 | 1780554728
San Juan Bautista, Misiones, Paraguay | San Juan Bautista | San Juan Bautista | -26.68 | -57.15 | Paraguay | PY | PRY | Misiones | admin | 7882 | 1600185723
San Juan Capistrano, California, United States | San Juan Capistrano | San Juan Capistrano | 33.5009 | -117.6544 | United States | US | USA | California |  | 35911 | 1840021963
San Juan de los Morros, Guárico, Venezuela | San Juan de los Morros | San Juan de los Morros | 9.901 | -67.354 | Venezuela | VE | VEN | Guárico | admin | 87739 | 1862865294
San Juan de Sabinas, Coahuila de Zaragoza, Mexico | San Juan de Sabinas | San Juan de Sabinas | 27.9167 | -101.3 | Mexico | MX | MEX | Coahuila de Zaragoza | minor | 63522 | 1484962977
San Juan del Río, Querétaro, Mexico | San Juan del Río | San Juan del Rio | 20.3833 | -99.9833 | Mexico | MX | MEX | Querétaro | minor | 241699 | 1484890205
San Juan del Sur, Rivas, Nicaragua | San Juan del Sur | San Juan del Sur | 11.25 | -85.86 | Nicaragua | NI | NIC | Rivas | minor | 7790 | 1558967577
San Juan Zitlaltepec, Morelos, Mexico | San Juan Zitlaltepec | San Juan Zitlaltepec | 19.7167 | -99.05 | Mexico | MX | MEX | Morelos |  | 19600 | 1484882196
San Julián, Santa Cruz, Argentina | San Julián | San Julian | -49.3 | -67.7167 | Argentina | AR | ARG | Santa Cruz | minor | 2347 | 1032464702
San Justo, Buenos Aires, Argentina | San Justo | San Justo | -34.6833 | -58.55 | Argentina | AR | ARG | Buenos Aires | minor | 136604 | 1032899295
San Justo, Santa Fe, Argentina | San Justo | San Justo | -30.7829 | -60.5833 | Argentina | AR | ARG | Santa Fe | minor | 9607 | 1032734419
San Lawrenz, San Lawrenz, Malta | San Lawrenz | San Lawrenz | 36.0556 | 14.2036 | Malta | MT | MLT | San Lawrenz | admin |  | 1470602161
San Leandro, California, United States | San Leandro | San Leandro | 37.7071 | -122.1601 | United States | US | USA | California |  | 88815 | 1840021538
San Leon, Texas, United States | San Leon | San Leon | 29.4901 | -94.9403 | United States | US | USA | Texas |  | 5106 | 1840019662
San Lorenzo, Central, Paraguay | San Lorenzo | San Lorenzo | -25.3431 | -57.5094 | Paraguay | PY | PRY | Central |  | 387977 | 1600667303
San Lorenzo, California, United States | San Lorenzo | San Lorenzo | 37.6737 | -122.1349 | United States | US | USA | California |  | 25388 | 1840018912
San Lorenzo, Puerto Rico, Puerto Rico | San Lorenzo | San Lorenzo | 18.1894 | -65.9674 | Puerto Rico | PR | PRI | Puerto Rico |  | 7629 | 1630035578
San Lorenzo, Corrientes, Argentina | San Lorenzo | San Lorenzo | -28.12 | -58.77 | Argentina | AR | ARG | Corrientes |  | 47626 | 1032610376
San Lorenzo, Valle, Honduras | San Lorenzo | San Lorenzo | 13.3667 | -87.2667 | Honduras | HN | HND | Valle |  | 43042 | 1340596273
San Lorenzo, Tarija, Bolivia | San Lorenzo | San Lorenzo | -21.4799 | -64.77 | Bolivia | BO | BOL | Tarija |  | 3000 | 1068000024
San Lorenzo de Esmeraldas, Esmeraldas, Ecuador | San Lorenzo de Esmeraldas | San Lorenzo de Esmeraldas | 1.2864 | -78.8353 | Ecuador | EC | ECU | Esmeraldas |  | 23265 | 1218156660
San Luis, San Luis, Argentina | San Luis | San Luis | -33.2994 | -66.3392 | Argentina | AR | ARG | San Luis | admin | 169947 | 1032547434
San Luis, Petén, Guatemala | San Luis | San Luis | 16.2 | -89.44 | Guatemala | GT | GTM | Petén | minor | 132470 | 1320642245
San Luis, Arizona, United States | San Luis | San Luis | 32.4911 | -114.7089 | United States | US | USA | Arizona |  | 32850 | 1840021996
San Luis de La Loma, Guerrero, Mexico | San Luis de La Loma | San Luis de La Loma | 17.2714 | -100.8911 | Mexico | MX | MEX | Guerrero |  | 11090 | 1484748421
San Luis de la Paz, Guanajuato, Mexico | San Luis de la Paz | San Luis de la Paz | 21.3 | -100.5167 | Mexico | MX | MEX | Guanajuato | minor | 101370 | 1484137795
San Luis Obispo, California, United States | San Luis Obispo | San Luis Obispo | 35.2669 | -120.6691 | United States | US | USA | California |  | 62290 | 1840021734
San Luis Potosí, San Luis Potosí, Mexico | San Luis Potosí | San Luis Potosi | 22.1511 | -100.9761 | Mexico | MX | MEX | San Luis Potosí | admin | 824229 | 1484583620
San Luis Río Colorado, Sonora, Mexico | San Luis Río Colorado | San Luis Rio Colorado | 32.4767 | -114.7625 | Mexico | MX | MEX | Sonora | minor | 192739 | 1484573106
San Marcos, San Marcos, Guatemala | San Marcos | San Marcos | 14.966 | -91.8 | Guatemala | GT | GTM | San Marcos | admin | 25088 | 1320960166
San Marcos, California, United States | San Marcos | San Marcos | 33.135 | -117.1744 | United States | US | USA | California |  | 96664 | 1840021991
San Marcos, Texas, United States | San Marcos | San Marcos | 29.8736 | -97.9381 | United States | US | USA | Texas |  | 76218 | 1840022188
San Marino, San Marino Città, San Marino | San Marino | San Marino | 43.932 | 12.4484 | San Marino | SM | SMR | San Marino Città | primary | 4040 | 1674741947
San Marino, California, United States | San Marino | San Marino | 34.1224 | -118.1132 | United States | US | USA | California |  | 13048 | 1840021863
San Martin, California, United States | San Martin | San Martin | 37.0829 | -121.5963 | United States | US | USA | California |  | 7010 | 1840018948
San Martín, Mendoza, Argentina | San Martín | San Martin | -33.0806 | -68.4706 | Argentina | AR | ARG | Mendoza | minor | 117399 | 1032297325
San Martín, Meta, Colombia | San Martín | San Martin | 3.6904 | -73.69 | Colombia | CO | COL | Meta | minor | 16273 | 1170677493
San Martín de las Pirámides, México, Mexico | San Martín de las Pirámides | San Martin de las Piramides | 19.7333 | -98.8167 | Mexico | MX | MEX | México | minor | 21511 | 1484000182
San Martín de los Andes, Neuquén, Argentina | San Martín de los Andes | San Martin de los Andes | -40.1667 | -71.35 | Argentina | AR | ARG | Neuquén | minor | 27956 | 1032807074
San Martín Hidalgo, Jalisco, Mexico | San Martín Hidalgo | San Martin Hidalgo | 20.435 | -103.9286 | Mexico | MX | MEX | Jalisco | minor | 27777 | 1484808441
San Mateo, California, United States | San Mateo | San Mateo | 37.5521 | -122.3122 | United States | US | USA | California |  | 104430 | 1840021551
San Matías, Santa Cruz, Bolivia | San Matías | San Matias | -16.36 | -58.42 | Bolivia | BO | BOL | Santa Cruz |  | 6352 | 1068402765
San Miguel, San Miguel, El Salvador | San Miguel | San Miguel | 13.4833 | -88.1833 | El Salvador | SV | SLV | San Miguel | admin | 218410 | 1222009747
San Miguel de Allende, Guanajuato, Mexico | San Miguel de Allende | San Miguel de Allende | 20.9142 | -100.7436 | Mexico | MX | MEX | Guanajuato | minor | 139297 | 1484007926
San Miguel de Papasquiaro, Durango, Mexico | San Miguel de Papasquiaro | San Miguel de Papasquiaro | 24.8304 | -105.34 | Mexico | MX | MEX | Durango |  | 22750 | 1484521716
San Miguel de Salcedo, Cotopaxi, Ecuador | San Miguel de Salcedo | San Miguel de Salcedo | -1.05 | -78.5833 | Ecuador | EC | ECU | Cotopaxi |  | 12488 | 1218435695
San Miguel de Tucumán, Tucumán, Argentina | San Miguel de Tucumán | San Miguel de Tucuman | -26.8167 | -65.2167 | Argentina | AR | ARG | Tucumán | admin | 605767 | 1032233996
San Miguel Panixtlahuaca, Oaxaca, Mexico | San Miguel Panixtlahuaca | San Miguel Panixtlahuaca | 16.2597 | -97.3781 | Mexico | MX | MEX | Oaxaca | minor | 5930 | 1484082675
San Nicolás, Mayabeque, Cuba | San Nicolás | San Nicolas | 22.7819 | -81.9069 | Cuba | CU | CUB | Mayabeque | minor | 21563 | 1192849250
San Nicolás de los Arroyos, Buenos Aires, Argentina | San Nicolás de los Arroyos | San Nicolas de los Arroyos | -33.3333 | -60.2167 | Argentina | AR | ARG | Buenos Aires | minor | 160000 | 1032067887
San Nicolás de los Garza, Nuevo León, Mexico | San Nicolás de los Garza | San Nicolas de los Garza | 25.75 | -100.2833 | Mexico | MX | MEX | Nuevo León | minor | 476761 | 1484264138
San Nicolás Tolentino, San Luis Potosí, Mexico | San Nicolás Tolentino | San Nicolas Tolentino | 22.2489 | -100.5525 | Mexico | MX | MEX | San Luis Potosí | minor | 5547 | 1484584889
San Pablo, Laguna, Philippines | San Pablo | San Pablo | 14.0667 | 121.3167 | Philippines | PH | PHL | Laguna |  | 266068 | 1608801564
San Pablo, California, United States | San Pablo | San Pablo | 37.9628 | -122.3425 | United States | US | USA | California |  | 30990 | 1840021529
San Pablo de las Salinas, México, Mexico | San Pablo de las Salinas | San Pablo de las Salinas | 19.6656 | -99.0917 | Mexico | MX | MEX | México |  | 189453 | 1484379698
San Pablo Villa de Mitla, Oaxaca, Mexico | San Pablo Villa de Mitla | San Pablo Villa de Mitla | 16.917 | -96.4 | Mexico | MX | MEX | Oaxaca | minor | 7547 | 1484844758
San Patricio, Jalisco, Mexico | San Patricio | San Patricio | 19.2 | -104.6833 | Mexico | MX | MEX | Jalisco |  | 7569 | 1484499776
San Pedro, Laguna, Philippines | San Pedro | San Pedro | 14.3583 | 121.0583 | Philippines | PH | PHL | Laguna |  | 325809 | 1608848483
San Pedro, Coahuila de Zaragoza, Mexico | San Pedro | San Pedro | 25.7589 | -102.9844 | Mexico | MX | MEX | Coahuila de Zaragoza | minor | 53688 | 1484673086
San Pedro, Jujuy, Argentina | San Pedro | San Pedro | -24.2196 | -64.87 | Argentina | AR | ARG | Jujuy | minor | 58430 | 1032823743
San Pedro, Belize, Belize | San Pedro | San Pedro | 17.9214 | -87.9611 | Belize | BZ | BLZ | Belize |  | 11767 | 1084929106
San Pedro de Atacama, Antofagasta, Chile | San Pedro de Atacama | San Pedro de Atacama | -22.9108 | -68.2001 | Chile | CL | CHL | Antofagasta |  | 5347 | 1152557633
San Pedro de Lloc, La Libertad, Peru | San Pedro de Lloc | San Pedro de Lloc | -7.4267 | -79.5038 | Peru | PE | PER | La Libertad |  | 16198 | 1604981283
San Pedro de Macorís, Higuamo, Dominican Republic | San Pedro de Macorís | San Pedro de Macoris | 18.4504 | -69.3 | Dominican Republic | DO | DOM | Higuamo | admin | 217899 | 1214233006
San Pedro de Ycuamandiyú, San Pedro, Paraguay | San Pedro de Ycuamandiyú | San Pedro de Ycuamandiyu | -24.1 | -57.0833 | Paraguay | PY | PRY | San Pedro | admin | 35021 | 1600189153
San Pedro Garza García, Nuevo León, Mexico | San Pedro Garza García | San Pedro Garza Garcia | 25.6667 | -100.3 | Mexico | MX | MEX | Nuevo León | minor | 122009 | 1484228590
San Pedro La Laguna, Sololá, Guatemala | San Pedro La Laguna | San Pedro La Laguna | 14.6918 | -91.273 | Guatemala | GT | GTM | Sololá | minor | 10150 | 1320860856
San Pedro Pochutla, Oaxaca, Mexico | San Pedro Pochutla | San Pedro Pochutla | 15.7463 | -96.4652 | Mexico | MX | MEX | Oaxaca | minor | 13685 | 1484815091
San Pedro Sula, Cortés, Honduras | San Pedro Sula | San Pedro Sula | 15.5 | -88.0333 | Honduras | HN | HND | Cortés | admin | 1073824 | 1340568412
San Quintín, Baja California, Mexico | San Quintín | San Quintin | 30.4837 | -115.95 | Mexico | MX | MEX | Baja California |  | 5433 | 1484693426
San Rafael, Mendoza, Argentina | San Rafael | San Rafael | -34.6175 | -68.3356 | Argentina | AR | ARG | Mendoza | minor | 107997 | 1032221516
San Rafael, California, United States | San Rafael | San Rafael | 37.9905 | -122.5222 | United States | US | USA | California |  | 58440 | 1840021513
San Rafael, Santa Cruz, Bolivia | San Rafael | San Rafael | -16.7795 | -60.68 | Bolivia | BO | BOL | Santa Cruz |  | 1201 | 1068405265
San Ramon, California, United States | San Ramon | San Ramon | 37.7625 | -121.9365 | United States | US | USA | California |  | 75995 | 1840021530
San Ramón, Junín, Peru | San Ramón | San Ramon | -11.1296 | -75.34 | Peru | PE | PER | Junín |  | 14708 | 1604957373
San Ramón, Canelones, Uruguay | San Ramón | San Ramon | -34.2914 | -55.9542 | Uruguay | UY | URY | Canelones |  | 7133 | 1858512396
San Ramón, El Beni, Bolivia | San Ramón | San Ramon | -13.2672 | -64.6172 | Bolivia | BO | BOL | El Beni |  | 6490 | 1068370064
San Ramón de la Nueva Orán, Salta, Argentina | San Ramón de la Nueva Orán | San Ramon de la Nueva Oran | -23.1361 | -64.3222 | Argentina | AR | ARG | Salta | minor | 74059 | 1032020207
San Salvador, San Salvador, El Salvador | San Salvador | San Salvador | 13.6989 | -89.1914 | El Salvador | SV | SLV | San Salvador | primary | 567698 | 1222647454
San Salvador, Hidalgo, Mexico | San Salvador | San Salvador | 20.2833 | -99.0153 | Mexico | MX | MEX | Hidalgo | minor | 28637 | 1484680072
San Salvador de Jujuy, Jujuy, Argentina | San Salvador de Jujuy | San Salvador de Jujuy | -24.1856 | -65.2994 | Argentina | AR | ARG | Jujuy | admin | 321789 | 1032815808
San Sebastián, Puerto Rico, Puerto Rico | San Sebastián | San Sebastian | 18.3356 | -66.9949 | Puerto Rico | PR | PRI | Puerto Rico |  | 8490 | 1630023635
San Simón de Guerrero, México, Mexico | San Simón de Guerrero | San Simon de Guerrero | 19.0225 | -100.0067 | Mexico | MX | MEX | México | minor | 5408 | 1484005428
San Tan Valley, Arizona, United States | San Tan Valley | San Tan Valley | 33.1879 | -111.5472 | United States | US | USA | Arizona |  | 93230 | 1840027990
San Vicente, San Vicente, El Salvador | San Vicente | San Vicente | 13.641 | -88.785 | El Salvador | SV | SLV | San Vicente | admin | 37326 | 1222913273
San Vicente de Cañete, Lima, Peru | San Vicente de Cañete | San Vicente de Canete | -13.0833 | -76.4 | Peru | PE | PER | Lima |  | 25829 | 1604901496
San Vicente del Caguán, Caquetá, Colombia | San Vicente del Caguán | San Vicente del Caguan | 2.0704 | -74.64 | Colombia | CO | COL | Caquetá | minor | 1500 | 1170922792
San Vito dei Normanni, Puglia, Italy | San Vito dei Normanni | San Vito dei Normanni | 40.6556 | 17.7036 | Italy | IT | ITA | Puglia |  | 19095 | 1380148507
Sanaa, Amānat al ‘Āşimah, Yemen | Sanaa | Sanaa | 15.35 | 44.2 | Yemen | YE | YEM | Amānat al ‘Āşimah | primary | 2957000 | 1887750814
Sanandaj, Kordestān, Iran | Sanandaj | Sanandaj | 35.3097 | 46.9989 | Iran | IR | IRN | Kordestān | admin | 373987 | 1364178783
Sanare, Lara, Venezuela | Sanare | Sanare | 9.7822 | -69.7931 | Venezuela | VE | VEN | Lara | minor | 48764 | 1862592324
Sanatoga, Pennsylvania, United States | Sanatoga | Sanatoga | 40.2498 | -75.5886 | United States | US | USA | Pennsylvania |  | 8564 | 1840035186
Sancti Spíritus, Sancti Spíritus, Cuba | Sancti Spíritus | Sancti Spiritus | 21.9339 | -79.4439 | Cuba | CU | CUB | Sancti Spíritus | admin | 138504 | 1192600260
Sanctuary Point, New South Wales, Australia | Sanctuary Point | Sanctuary Point | -35.1036 | 150.6267 | Australia | AU | AUS | New South Wales |  | 7225 | 1036336388
Sand Lake, New York, United States | Sand Lake | Sand Lake | 42.6284 | -73.5477 | United States | US | USA | New York |  | 8444 | 1840058466
Sand Springs, Oklahoma, United States | Sand Springs | Sand Springs | 36.1342 | -96.1284 | United States | US | USA | Oklahoma |  | 19905 | 1840021671
Sandachō, Hyōgo, Japan | Sandachō | Sandacho | 34.8894 | 135.2253 | Japan | JP | JPN | Hyōgo |  | 110820 | 1392493731
Sandakan, Sabah, Malaysia | Sandakan | Sandakan | 5.8388 | 118.1173 | Malaysia | MY | MYS | Sabah |  | 396290 | 1458405180
Sandanski, Blagoevgrad, Bulgaria | Sandanski | Sandanski | 41.5589 | 23.2744 | Bulgaria | BG | BGR | Blagoevgrad |  | 30695 | 1100580276
Sandavágur, , Faroe Islands | Sandavágur | Sandavagur | 62.0537 | -7.1498 | Faroe Islands | FO | FRO |  | admin |  | 1234210554
Sandbach, Cheshire East, United Kingdom | Sandbach | Sandbach | 53.146 | -2.367 | United Kingdom | GB | GBR | Cheshire East |  | 17976 | 1826911682
Sandefjord, Vestfold, Norway | Sandefjord | Sandefjord | 59.1312 | 10.2166 | Norway | NO | NOR | Vestfold |  | 44368 | 1578389701
Sandersdorf, Saxony-Anhalt, Germany | Sandersdorf | Sandersdorf | 51.6167 | 12.2333 | Germany | DE | DEU | Saxony-Anhalt |  | 14398 | 1276386551
Sanderstead, Croydon, United Kingdom | Sanderstead | Sanderstead | 51.3358 | -0.0818 | United Kingdom | GB | GBR | Croydon |  | 12777 | 1826382700
Sandersville, Georgia, United States | Sandersville | Sandersville | 32.9827 | -82.8089 | United States | US | USA | Georgia |  | 6655 | 1840015746
Sandhurst, Hampshire, United Kingdom | Sandhurst | Sandhurst | 51.349 | -0.8 | United Kingdom | GB | GBR | Hampshire |  | 20803 | 1826474175
Sandiacre, Nottinghamshire, United Kingdom | Sandiacre | Sandiacre | 52.923 | -1.291 | United Kingdom | GB | GBR | Nottinghamshire |  | 8889 | 1826005601
Sandnes, Rogaland, Norway | Sandnes | Sandnes | 58.85 | 5.7333 | Norway | NO | NOR | Rogaland | minor | 58694 | 1578525190
Sandnessjøen, Nordland, Norway | Sandnessjøen | Sandnessjoen | 66.0167 | 12.6333 | Norway | NO | NOR | Nordland | minor | 6052 | 1578514131
Sandomierz, Świętokrzyskie, Poland | Sandomierz | Sandomierz | 50.6833 | 21.75 | Poland | PL | POL | Świętokrzyskie | minor | 24187 | 1616893663
Sándorfalva, Csongrád, Hungary | Sándorfalva | Sandorfalva | 46.3667 | 20.1 | Hungary | HU | HUN | Csongrád |  | 7756 | 1348647328
Sandown, Isle of Wight, United Kingdom | Sandown | Sandown | 50.6551 | -1.1541 | United Kingdom | GB | GBR | Isle of Wight |  | 11868 | 1826580279
Sandown, New Hampshire, United States | Sandown | Sandown | 42.9332 | -71.1833 | United States | US | USA | New Hampshire |  | 6350 | 1840055523
Sandpoint, Idaho, United States | Sandpoint | Sandpoint | 48.2822 | -116.5613 | United States | US | USA | Idaho |  | 13145 | 1840021064
Sandridge, Hertfordshire, United Kingdom | Sandridge | Sandridge | 51.7808 | -0.3038 | United Kingdom | GB | GBR | Hertfordshire |  | 11451 | 1826504633
Sandston, Virginia, United States | Sandston | Sandston | 37.512 | -77.3149 | United States | US | USA | Virginia |  | 7056 | 1840026826
Sandton, Gauteng, South Africa | Sandton | Sandton | -26.107 | 28.0517 | South Africa | ZA | ZAF | Gauteng |  | 222415 | 1710113163
Sandur, , Faroe Islands | Sandur | Sandur | 61.8344 | -6.8171 | Faroe Islands | FO | FRO |  | admin |  | 1234438421
Sandusky, Ohio, United States | Sandusky | Sandusky | 41.4437 | -82.7149 | United States | US | USA | Ohio |  | 46655 | 1840003433
Sandwich, Massachusetts, United States | Sandwich | Sandwich | 41.7138 | -70.485 | United States | US | USA | Massachusetts |  | 20342 | 1840053505
Sandwich, Illinois, United States | Sandwich | Sandwich | 41.6496 | -88.6177 | United States | US | USA | Illinois |  | 7418 | 1840009188
Sandy, Utah, United States | Sandy | Sandy | 40.571 | -111.8505 | United States | US | USA | Utah |  | 96380 | 1840037422
Sandy, Central Bedfordshire, United Kingdom | Sandy | Sandy | 52.131 | -0.297 | United Kingdom | GB | GBR | Central Bedfordshire |  | 11657 | 1826630573
Sandy, Oregon, United States | Sandy | Sandy | 45.3986 | -122.2692 | United States | US | USA | Oregon |  | 11843 | 1840021217
Sandy, Pennsylvania, United States | Sandy | Sandy | 41.1447 | -78.7296 | United States | US | USA | Pennsylvania |  | 10522 | 1840005149
Sandy Springs, Georgia, United States | Sandy Springs | Sandy Springs | 33.9366 | -84.3703 | United States | US | USA | Georgia |  | 109452 | 1840015609
Sandycroft, Flintshire, United Kingdom | Sandycroft | Sandycroft | 53.195 | -2.999 | United Kingdom | GB | GBR | Flintshire |  | 6724 | 1826333446
Sanford, Florida, United States | Sanford | Sanford | 28.7893 | -81.276 | United States | US | USA | Florida |  | 61448 | 1840015958
Sanford, North Carolina, United States | Sanford | Sanford | 35.4874 | -79.1772 | United States | US | USA | North Carolina |  | 35467 | 1840015421
Sanford, Maine, United States | Sanford | Sanford | 43.4244 | -70.7573 | United States | US | USA | Maine |  | 29535 | 1840002672
Sangar, Sakha (Yakutiya), Russia | Sangar | Sangar | 63.9241 | 127.4739 | Russia | RU | RUS | Sakha (Yakutiya) |  | 4633 | 1643096707
Sangaree, South Carolina, United States | Sangaree | Sangaree | 33.0328 | -80.1253 | United States | US | USA | South Carolina |  | 7760 | 1840035792
Sângeorgiu de Pădure, Mureş, Romania | Sângeorgiu de Pădure | Sangeorgiu de Padure | 46.4303 | 24.8417 | Romania | RO | ROU | Mureş |  | 5166 | 1642787886
Sângeorz-Băi, Bistriţa-Năsăud, Romania | Sângeorz-Băi | Sangeorz-Bai | 47.37 | 24.68 | Romania | RO | ROU | Bistriţa-Năsăud |  | 9679 | 1642207424
Sanger, California, United States | Sanger | Sanger | 36.699 | -119.5575 | United States | US | USA | California |  | 27777 | 1840021566
Sanger, Texas, United States | Sanger | Sanger | 33.3716 | -97.1677 | United States | US | USA | Texas |  | 7540 | 1840022004
Sangerhausen, Saxony-Anhalt, Germany | Sangerhausen | Sangerhausen | 51.4667 | 11.3 | Germany | DE | DEU | Saxony-Anhalt | minor | 26297 | 1276588418
Sangju, Gyeongbuk, Korea, South | Sangju | Sangju | 36.4153 | 128.1606 | Korea, South | KR | KOR | Gyeongbuk |  | 102892 | 1410127055
Sāngli, Mahārāshtra, India | Sāngli | Sangli | 16.8667 | 74.5667 | India | IN | IND | Mahārāshtra |  | 436639 | 1356921375
Sangolquí, Pichincha, Ecuador | Sangolquí | Sangolqui | -0.3344 | -78.4475 | Ecuador | EC | ECU | Pichincha |  | 75080 | 1218715616
Sangre Grande, Sangre Grande, Trinidad And Tobago | Sangre Grande | Sangre Grande | 10.5667 | -61.1333 | Trinidad And Tobago | TT | TTO | Sangre Grande | admin |  | 1780469686
Sanhe, Hebei, China | Sanhe | Sanhe | 39.9808 | 117.0701 | China | CN | CHN | Hebei |  | 652042 | 1156476348
Sanibel, Florida, United States | Sanibel | Sanibel | 26.4534 | -82.1023 | United States | US | USA | Florida |  | 7401 | 1840015996
Sankt Andrä, Kärnten, Austria | Sankt Andrä | Sankt Andra | 46.7667 | 14.8167 | Austria | AT | AUT | Kärnten |  | 9957 | 1040740376
Sankt Augustin, North Rhine-Westphalia, Germany | Sankt Augustin | Sankt Augustin | 50.77 | 7.1867 | Germany | DE | DEU | North Rhine-Westphalia |  | 55767 | 1276196312
Sankt Gallen, Sankt Gallen, Switzerland | Sankt Gallen | Sankt Gallen | 47.4233 | 9.3772 | Switzerland | CH | CHE | Sankt Gallen | admin | 75833 | 1756343098
Sankt Georgen im Schwarzwald, Baden-Württemberg, Germany | Sankt Georgen im Schwarzwald | Sankt Georgen im Schwarzwald | 48.1247 | 8.3308 | Germany | DE | DEU | Baden-Württemberg |  | 12958 | 1276384519
Sankt Ingbert, Saarland, Germany | Sankt Ingbert | Sankt Ingbert | 49.3 | 7.1167 | Germany | DE | DEU | Saarland |  | 35714 | 1276174089
Sankt Johann im Pongau, Salzburg, Austria | Sankt Johann im Pongau | Sankt Johann im Pongau | 47.35 | 13.2 | Austria | AT | AUT | Salzburg | minor | 10944 | 1040330095
Sankt Pölten, Niederösterreich, Austria | Sankt Pölten | Sankt Polten | 48.2 | 15.6167 | Austria | AT | AUT | Niederösterreich | admin | 55514 | 1040313109
Sankt Valentin, Niederösterreich, Austria | Sankt Valentin | Sankt Valentin | 48.1747 | 14.5333 | Austria | AT | AUT | Niederösterreich |  | 9340 | 1040852174
Sankt Veit an der Glan, Kärnten, Austria | Sankt Veit an der Glan | Sankt Veit an der Glan | 46.7667 | 14.3603 | Austria | AT | AUT | Kärnten | minor | 12547 | 1040281881
Sankt Wendel, Saarland, Germany | Sankt Wendel | Sankt Wendel | 49.4667 | 7.1667 | Germany | DE | DEU | Saarland | minor | 25862 | 1276025539
Şanlıurfa, Şanlıurfa, Turkey | Şanlıurfa | Sanliurfa | 37.1583 | 38.7917 | Turkey | TR | TUR | Şanlıurfa | admin | 1985753 | 1792937570
Sanmenxia, Henan, China | Sanmenxia | Sanmenxia | 34.7736 | 111.195 | China | CN | CHN | Henan |  | 2213000 | 1156529682
Sanming, Fujian, China | Sanming | Sanming | 26.2658 | 117.6302 | China | CN | CHN | Fujian | minor | 2580000 | 1156294429
Sanmu, Chiba, Japan | Sanmu | Sanmu | 35.6028 | 140.4136 | Japan | JP | JPN | Chiba |  | 49300 | 1392513684
Sannai, Madhya Pradesh, India | Sannai | Sannai | 24.16 | 80.83 | India | IN | IND | Madhya Pradesh |  | 283004 | 1356009968
Sannār, Sennar, Sudan | Sannār | Sannar | 13.55 | 33.6 | Sudan | SD | SDN | Sennar |  | 130122 | 1729986512
Sannat, Sannat, Malta | Sannat | Sannat | 36.0244 | 14.2428 | Malta | MT | MLT | Sannat | admin |  | 1470546177
Sânnicolau Mare, Timiş, Romania | Sânnicolau Mare | Sannicolau Mare | 46.0722 | 20.6294 | Romania | RO | ROU | Timiş |  | 12312 | 1642288572
Sanniquellie, Nimba, Liberia | Sanniquellie | Sanniquellie | 7.371 | -8.685 | Liberia | LR | LBR | Nimba | admin | 11415 | 1430949102
Sannois, Île-de-France, France | Sannois | Sannois | 48.9722 | 2.2578 | France | FR | FRA | Île-de-France |  | 26662 | 1250650651
Sano, Tochigi, Japan | Sano | Sano | 36.3144 | 139.5783 | Japan | JP | JPN | Tochigi |  | 115784 | 1392791927
San-Pédro, Bas-Sassandra, Côte D’Ivoire | San-Pédro | San-Pedro | 4.7704 | -6.64 | Côte D’Ivoire | CI | CIV | Bas-Sassandra | admin | 210273 | 1384436547
Sans Souci, South Carolina, United States | Sans Souci | Sans Souci | 34.8901 | -82.4241 | United States | US | USA | South Carolina |  | 8776 | 1840013497
Sansanné-Mango, Savanes, Togo | Sansanné-Mango | Sansanne-Mango | 10.3556 | 0.4756 | Togo | TG | TGO | Savanes |  | 42626 | 1768815814
Sanski Most, Bosnia and Herzegovina, Federation of, Bosnia And Herzegovina | Sanski Most | Sanski Most | 44.7667 | 16.6667 | Bosnia And Herzegovina | BA | BIH | Bosnia and Herzegovina, Federation of | minor | 47359 | 1070675252
Sansom Park, Texas, United States | Sansom Park | Sansom Park | 32.8028 | -97.4021 | United States | US | USA | Texas |  | 5748 | 1840022047
Sant Julià de Lòria, Sant Julià de Lòria, Andorra | Sant Julià de Lòria | Sant Julia de Loria | 42.4664 | 1.4933 | Andorra | AD | AND | Sant Julià de Lòria | admin |  | 1020885733
Santa Adélia, São Paulo, Brazil | Santa Adélia | Santa Adelia | -21.2428 | -48.8039 | Brazil | BR | BRA | São Paulo |  | 15178 | 1076471467
Santa Albertina, São Paulo, Brazil | Santa Albertina | Santa Albertina | -20.0319 | -50.7278 | Brazil | BR | BRA | São Paulo |  | 5971 | 1076605287
Santa Ana, California, United States | Santa Ana | Santa Ana | 33.7366 | -117.8819 | United States | US | USA | California |  | 332318 | 1840021964
Santa Ana, Santa Ana, El Salvador | Santa Ana | Santa Ana | 13.9833 | -89.5333 | El Salvador | SV | SLV | Santa Ana | admin | 270413 | 1222021362
Santa Ana, San José, Costa Rica | Santa Ana | Santa Ana | 9.932 | -84.176 | Costa Rica | CR | CRI | San José |  | 11320 | 1188252548
Santa Ana, Sonora, Mexico | Santa Ana | Santa Ana | 30.5406 | -111.1205 | Mexico | MX | MEX | Sonora | minor | 10593 | 1484002576
Santa Ana Chiautempan, Tlaxcala, Mexico | Santa Ana Chiautempan | Santa Ana Chiautempan | 19.3167 | -98.1833 | Mexico | MX | MEX | Tlaxcala | minor | 46776 | 1484567035
Santa Ana de Yacuma, El Beni, Bolivia | Santa Ana de Yacuma | Santa Ana de Yacuma | -13.7444 | -65.4269 | Bolivia | BO | BOL | El Beni |  | 12783 | 1068925682
Santa Ana Nextlalpan, México, Mexico | Santa Ana Nextlalpan | Santa Ana Nextlalpan | 19.7167 | -99.0667 | Mexico | MX | MEX | México | minor | 22507 | 1484696225
Santa Barbara, California, United States | Santa Barbara | Santa Barbara | 34.4285 | -119.7202 | United States | US | USA | California |  | 202401 | 1840021829
Santa Bárbara, Santa Bárbara, Honduras | Santa Bárbara | Santa Barbara | 14.9167 | -88.2333 | Honduras | HN | HND | Santa Bárbara | admin | 29283 | 1340312026
Santa Bárbara, Chihuahua, Mexico | Santa Bárbara | Santa Barbara | 26.8133 | -105.8203 | Mexico | MX | MEX | Chihuahua | minor | 8765 | 1484698134
Santa Bárbara, Biobío, Chile | Santa Bárbara | Santa Barbara | -37.6667 | -72.0167 | Chile | CL | CHL | Biobío |  | 3494 | 1152827647
Santa Bárbara d’Oeste, São Paulo, Brazil | Santa Bárbara d’Oeste | Santa Barbara d'Oeste | -22.7539 | -47.4139 | Brazil | BR | BRA | São Paulo |  | 190139 | 1076199404
Santa Bárbara do Rio Pardo, São Paulo, Brazil | Santa Bárbara do Rio Pardo | Santa Barbara do Rio Pardo | -22.8808 | -49.2389 | Brazil | BR | BRA | São Paulo |  | 5944 | 1076093471
Santa Branca, São Paulo, Brazil | Santa Branca | Santa Branca | -23.3969 | -45.8839 | Brazil | BR | BRA | São Paulo |  | 14534 | 1076129261
Santa Catarina, Guanajuato, Mexico | Santa Catarina | Santa Catarina | 21.1406 | -100.0619 | Mexico | MX | MEX | Guanajuato | minor | 5120 | 1484243935
Santa Catarina Ayotzingo, México, Mexico | Santa Catarina Ayotzingo | Santa Catarina Ayotzingo | 19.2647 | -98.8975 | Mexico | MX | MEX | México |  | 10702 | 1484300687
Santa Catarina Juquila, Oaxaca, Mexico | Santa Catarina Juquila | Santa Catarina Juquila | 16.2364 | -97.2919 | Mexico | MX | MEX | Oaxaca |  | 15987 | 1484108848
Santa Catarina Otzolotepec, Puebla, Mexico | Santa Catarina Otzolotepec | Santa Catarina Otzolotepec | 18.5667 | -97.25 | Mexico | MX | MEX | Puebla |  | 67611 | 1484006128
Santa Clara, Villa Clara, Cuba | Santa Clara | Santa Clara | 22.4067 | -79.9531 | Cuba | CU | CUB | Villa Clara | admin | 207963 | 1192329773
Santa Clara, California, United States | Santa Clara | Santa Clara | 37.3645 | -121.968 | United States | US | USA | California |  | 130365 | 1840021571
Santa Clara, Utah, United States | Santa Clara | Santa Clara | 37.1311 | -113.6561 | United States | US | USA | Utah |  | 8417 | 1840021560
Santa Clarita, California, United States | Santa Clarita | Santa Clarita | 34.4175 | -118.4964 | United States | US | USA | California |  | 312446 | 1840021864
Santa Cruz, Santa Cruz, Bolivia | Santa Cruz | Santa Cruz | -17.7892 | -63.1975 | Bolivia | BO | BOL | Santa Cruz | admin | 3151676 | 1068129363
Santa Cruz, Canary Islands, Spain | Santa Cruz | Santa Cruz | 28.4667 | -16.25 | Spain | ES | ESP | Canary Islands | admin | 207312 | 1724813158
Santa Cruz, California, United States | Santa Cruz | Santa Cruz | 36.9789 | -122.0346 | United States | US | USA | California |  | 176428 | 1840021579
Santa Cruz, Rio Grande do Norte, Brazil | Santa Cruz | Santa Cruz | -6.22 | -36.03 | Brazil | BR | BRA | Rio Grande do Norte |  | 27775 | 1076706078
Santa Cruz, Laguna, Philippines | Santa Cruz | Santa Cruz | 14.1167 | 121.2833 | Philippines | PH | PHL | Laguna | admin |  | 1608131481
Santa Cruz, Madeira, Portugal | Santa Cruz | Santa Cruz | 32.675 | -16.8309 | Portugal | PT | PRT | Madeira |  | 43005 | 1620409939
Santa Cruz, Galápagos, Ecuador | Santa Cruz | Santa Cruz | -0.5333 | -90.35 | Ecuador | EC | ECU | Galápagos |  | 11262 | 1218773967
Santa Cruz Atizapán, México, Mexico | Santa Cruz Atizapán | Santa Cruz Atizapan | 19.1756 | -99.4886 | Mexico | MX | MEX | México | minor | 8909 | 1484011710
Santa Cruz Cabrália, Bahia, Brazil | Santa Cruz Cabrália | Santa Cruz Cabralia | -16.28 | -39.03 | Brazil | BR | BRA | Bahia |  | 19545 | 1076118882
Santa Cruz das Palmeiras, São Paulo, Brazil | Santa Cruz das Palmeiras | Santa Cruz das Palmeiras | -21.8269 | -47.2489 | Brazil | BR | BRA | São Paulo |  | 32749 | 1076200565
Santa Cruz del Quiché, Quiché, Guatemala | Santa Cruz del Quiché | Santa Cruz del Quiche | 15.05 | -91.25 | Guatemala | GT | GTM | Quiché | admin | 35000 | 1320642159
Santa Cruz do Rio Pardo, São Paulo, Brazil | Santa Cruz do Rio Pardo | Santa Cruz do Rio Pardo | -22.8989 | -49.6328 | Brazil | BR | BRA | São Paulo |  | 46633 | 1076453060
Santa Cruz do Sul, Rio Grande do Sul, Brazil | Santa Cruz do Sul | Santa Cruz do Sul | -29.7178 | -52.4258 | Brazil | BR | BRA | Rio Grande do Sul |  | 118374 | 1076862896
Santa Cruz Xoxocotlán, Oaxaca, Mexico | Santa Cruz Xoxocotlán | Santa Cruz Xoxocotlan | 17.0264 | -96.7333 | Mexico | MX | MEX | Oaxaca |  | 93188 | 1484706021
Santa Cruz Zenzontepec, Oaxaca, Mexico | Santa Cruz Zenzontepec | Santa Cruz Zenzontepec | 16.5333 | -97.5 | Mexico | MX | MEX | Oaxaca |  | 18512 | 1484403131
Santa Elena, Santa Elena, Ecuador | Santa Elena | Santa Elena | -2.2267 | -80.8583 | Ecuador | EC | ECU | Santa Elena | admin | 39681 | 1218296446
Santa Elena, Entre Ríos, Argentina | Santa Elena | Santa Elena | -30.95 | -59.8 | Argentina | AR | ARG | Entre Ríos |  | 17791 | 1032467373
Santa Ernestina, São Paulo, Brazil | Santa Ernestina | Santa Ernestina | -21.4628 | -48.3908 | Brazil | BR | BRA | São Paulo |  | 5681 | 1076666581
Santa Eulalia, Chihuahua, Mexico | Santa Eulalia | Santa Eulalia | 28.5939 | -105.8878 | Mexico | MX | MEX | Chihuahua | minor | 7135 | 1484258446
Santa Fe, Santa Fe, Argentina | Santa Fe | Santa Fe | -31.6333 | -60.7 | Argentina | AR | ARG | Santa Fe | admin | 405683 | 1032817575
Santa Fe, New Mexico, United States | Santa Fe | Santa Fe | 35.6619 | -105.9819 | United States | US | USA | New Mexico | admin | 111269 | 1840021707
Santa Fe, Texas, United States | Santa Fe | Santa Fe | 29.3892 | -95.1005 | United States | US | USA | Texas |  | 13449 | 1840022233
Santa Fé do Sul, São Paulo, Brazil | Santa Fé do Sul | Santa Fe do Sul | -20.2108 | -50.9258 | Brazil | BR | BRA | São Paulo |  | 31348 | 1076177037
Santa Fe Springs, California, United States | Santa Fe Springs | Santa Fe Springs | 33.933 | -118.0625 | United States | US | USA | California |  | 17630 | 1840021865
Santa Gertrudes, São Paulo, Brazil | Santa Gertrudes | Santa Gertrudes | -22.4569 | -47.53 | Brazil | BR | BRA | São Paulo |  | 24737 | 1076580877
Santa Inês, Maranhão, Brazil | Santa Inês | Santa Ines | -3.6667 | -45.38 | Brazil | BR | BRA | Maranhão |  | 67424 | 1076053036
Santa Isabel, Baja California, Mexico | Santa Isabel | Santa Isabel | 32.6314 | -115.5756 | Mexico | MX | MEX | Baja California |  | 33604 | 1484050315
Santa Isabel, Puerto Rico, Puerto Rico | Santa Isabel | Santa Isabel | 17.9687 | -66.4049 | Puerto Rico | PR | PRI | Puerto Rico |  | 6196 | 1630023545
Santa Lucía, Miranda, Venezuela | Santa Lucía | Santa Lucia | 10.2606 | -66.6639 | Venezuela | VE | VEN | Miranda | minor | 112357 | 1862614387
Santa Lucía, Canelones, Uruguay | Santa Lucía | Santa Lucia | -34.4525 | -56.3964 | Uruguay | UY | URY | Canelones |  | 16742 | 1858287723
Santa Lúcia, São Paulo, Brazil | Santa Lúcia | Santa Lucia | -21.685 | -48.0839 | Brazil | BR | BRA | São Paulo |  | 8687 | 1076930150
Santa Lucía Monte Verde, Oaxaca, Mexico | Santa Lucía Monte Verde | Santa Lucia Monte Verde | 16.95 | -97.6667 | Mexico | MX | MEX | Oaxaca |  | 6398 | 1484105891
Santa Luċija, Santa Luċija, Malta | Santa Luċija | Santa Lucija | 36.0431 | 14.2172 | Malta | MT | MLT | Santa Luċija | admin |  | 1470880833
Santa Maria, Rio Grande do Sul, Brazil | Santa Maria | Santa Maria | -29.6833 | -53.8 | Brazil | BR | BRA | Rio Grande do Sul |  | 249219 | 1076178738
Santa Maria, California, United States | Santa Maria | Santa Maria | 34.9334 | -120.4432 | United States | US | USA | California |  | 140545 | 1840021830
Santa María Ajoloapan, Morelos, Mexico | Santa María Ajoloapan | Santa Maria Ajoloapan | 19.9692 | -99.0353 | Mexico | MX | MEX | Morelos |  | 9185 | 1484494406
Santa Maria da Serra, São Paulo, Brazil | Santa Maria da Serra | Santa Maria da Serra | -22.5672 | -48.1606 | Brazil | BR | BRA | São Paulo |  | 5902 | 1076250835
Santa Maria da Vitória, Bahia, Brazil | Santa Maria da Vitória | Santa Maria da Vitoria | -13.39 | -44.21 | Brazil | BR | BRA | Bahia |  | 23488 | 1076607443
Santa María del Oro, Durango, Mexico | Santa María del Oro | Santa Maria del Oro | 25.9333 | -105.3667 | Mexico | MX | MEX | Durango | minor | 5878 | 1484044585
Santa María del Tule, Oaxaca, Mexico | Santa María del Tule | Santa Maria del Tule | 17.0465 | -96.6363 | Mexico | MX | MEX | Oaxaca | minor | 8918 | 1484488353
Santa María Huatulco, Oaxaca, Mexico | Santa María Huatulco | Santa Maria Huatulco | 15.85 | -96.3333 | Mexico | MX | MEX | Oaxaca | minor | 7409 | 1484007409
Santa María Huazolotitlán, Oaxaca, Mexico | Santa María Huazolotitlán | Santa Maria Huazolotitlan | 16.3014 | -97.9125 | Mexico | MX | MEX | Oaxaca | minor | 11400 | 1484964628
Santa María Texmelucan, Puebla, Mexico | Santa María Texmelucan | Santa Maria Texmelucan | 19.2833 | -98.4333 | Mexico | MX | MEX | Puebla |  | 135500 | 1484127851
Santa María Tonameca, Oaxaca, Mexico | Santa María Tonameca | Santa Maria Tonameca | 15.7458 | -96.5472 | Mexico | MX | MEX | Oaxaca | minor | 25130 | 1484998049
Santa Marta, Magdalena, Colombia | Santa Marta | Santa Marta | 11.2361 | -74.2017 | Colombia | CO | COL | Magdalena | admin | 515556 | 1170715594
Santa Marta de Penaguião, Vila Real, Portugal | Santa Marta de Penaguião | Santa Marta de Penaguiao | 41.2 | -7.7833 | Portugal | PT | PRT | Vila Real | minor | 7356 | 1620623907
Santa Monica, California, United States | Santa Monica | Santa Monica | 34.0232 | -118.4813 | United States | US | USA | California |  | 90401 | 1840021866
Santa Paula, California, United States | Santa Paula | Santa Paula | 34.3521 | -119.0698 | United States | US | USA | California |  | 30233 | 1840021842
Santa Rita, Zulia, Venezuela | Santa Rita | Santa Rita | 10.5367 | -71.5108 | Venezuela | VE | VEN | Zulia | minor | 31810 | 1862676200
Santa Rita do Passa Quatro, São Paulo, Brazil | Santa Rita do Passa Quatro | Santa Rita do Passa Quatro | -21.71 | -47.4778 | Brazil | BR | BRA | São Paulo |  | 27502 | 1076791348
Santa Rosa, Laguna, Philippines | Santa Rosa | Santa Rosa | 14.3167 | 121.1167 | Philippines | PH | PHL | Laguna |  | 353767 | 1608571683
Santa Rosa, California, United States | Santa Rosa | Santa Rosa | 38.4458 | -122.7067 | United States | US | USA | California |  | 324634 | 1840021488
Santa Rosa, La Pampa, Argentina | Santa Rosa | Santa Rosa | -36.6203 | -64.2906 | Argentina | AR | ARG | La Pampa | admin | 103860 | 1032215828
Santa Rosa, Rio Grande do Sul, Brazil | Santa Rosa | Santa Rosa | -27.8708 | -54.4814 | Brazil | BR | BRA | Rio Grande do Sul |  | 59281 | 1076071027
Santa Rosa, El Oro, Ecuador | Santa Rosa | Santa Rosa | -3.4522 | -79.9617 | Ecuador | EC | ECU | El Oro |  | 48929 | 1218626394
Santa Rosa de Copán, Copán, Honduras | Santa Rosa de Copán | Santa Rosa de Copan | 14.7667 | -88.7833 | Honduras | HN | HND | Copán | admin | 56000 | 1340050563
Santa Rosa de Viterbo, São Paulo, Brazil | Santa Rosa de Viterbo | Santa Rosa de Viterbo | -21.4728 | -47.3628 | Brazil | BR | BRA | São Paulo |  | 25666 | 1076895582
Santa Rosa Jauregui, Querétaro, Mexico | Santa Rosa Jauregui | Santa Rosa Jauregui | 20.7418 | -100.4473 | Mexico | MX | MEX | Querétaro |  | 86376 | 1484681374
Santa Rosalía, Baja California Sur, Mexico | Santa Rosalía | Santa Rosalia | 27.3389 | -112.2669 | Mexico | MX | MEX | Baja California Sur | minor | 14160 | 1484950775
Santa Tecla, La Libertad, El Salvador | Santa Tecla | Santa Tecla | 13.674 | -89.29 | El Salvador | SV | SLV | La Libertad | admin | 124694 | 1222613306
Santa Teresa, New Mexico, United States | Santa Teresa | Santa Teresa | 31.8701 | -106.6714 | United States | US | USA | New Mexico |  | 5696 | 1840019414
Santa Teresa del Tuy, Miranda, Venezuela | Santa Teresa del Tuy | Santa Teresa del Tuy | 10.2333 | -66.65 | Venezuela | VE | VEN | Miranda | minor | 525321 | 1862528581
Santa Venera, Santa Venera, Malta | Santa Venera | Santa Venera | 35.8908 | 14.4742 | Malta | MT | MLT | Santa Venera | admin |  | 1470983296
Santa Vitória do Palmar, Rio Grande do Sul, Brazil | Santa Vitória do Palmar | Santa Vitoria do Palmar | -33.52 | -53.37 | Brazil | BR | BRA | Rio Grande do Sul |  | 27775 | 1076114405
Santana, Amapá, Brazil | Santana | Santana | -0.0583 | -51.1817 | Brazil | BR | BRA | Amapá |  | 83927 | 1076974952
Santana, São Tomé, Sao Tome And Principe | Santana | Santana | 0.26 | 6.7414 | Sao Tome And Principe | ST | STP | São Tomé | admin |  | 1678081464
Santana, Madeira, Portugal | Santana | Santana | 32.8 | -16.8667 | Portugal | PT | PRT | Madeira |  | 7719 | 1620412812
Sântana, Arad, Romania | Sântana | Santana | 46.35 | 21.5 | Romania | RO | ROU | Arad |  | 11428 | 1642162746
Santana de Parnaíba, São Paulo, Brazil | Santana de Parnaíba | Santana de Parnaiba | -23.4439 | -46.9178 | Brazil | BR | BRA | São Paulo |  | 126574 | 1076401391
Santana do Livramento, Rio Grande do Sul, Brazil | Santana do Livramento | Santana do Livramento | -30.8908 | -55.5328 | Brazil | BR | BRA | Rio Grande do Sul |  | 83324 | 1076271841
Santander, Cantabria, Spain | Santander | Santander | 43.4667 | -3.8 | Spain | ES | ESP | Cantabria | admin | 172539 | 1724247413
Santaquin, Utah, United States | Santaquin | Santaquin | 39.9711 | -111.7937 | United States | US | USA | Utah |  | 14004 | 1840021396
Santarém, Pará, Brazil | Santarém | Santarem | -2.4431 | -54.7083 | Brazil | BR | BRA | Pará |  | 230428 | 1076256494
Santarém, Santarém, Portugal | Santarém | Santarem | 39.2369 | -8.685 | Portugal | PT | PRT | Santarém | admin | 62200 | 1620315932
Santee, California, United States | Santee | Santee | 32.8554 | -116.9851 | United States | US | USA | California |  | 58081 | 1840021992
Santiago, Región Metropolitana, Chile | Santiago | Santiago | -33.45 | -70.6667 | Chile | CL | CHL | Región Metropolitana | primary | 7007000 | 1152554349
Santiago, Cibao Norte, Dominican Republic | Santiago | Santiago | 19.5 | -70.67 | Dominican Republic | DO | DOM | Cibao Norte | admin | 1550753 | 1214985348
Santiago, Santiago, Philippines | Santiago | Santiago | 16.6833 | 121.55 | Philippines | PH | PHL | Santiago | admin | 134830 | 1608477470
Santiago, Veraguas, Panama | Santiago | Santiago | 8.1004 | -80.9833 | Panama | PA | PAN | Veraguas | admin | 45955 | 1591231138
Santiago, Nuevo León, Mexico | Santiago | Santiago | 25.4333 | -100.1333 | Mexico | MX | MEX | Nuevo León | minor | 37886 | 1484043921
Santiago, San José, Costa Rica | Santiago | Santiago | 9.8291 | -84.3044 | Costa Rica | CR | CRI | San José |  | 11512 | 1188768291
Santiago, Ica, Peru | Santiago | Santiago | -14.1896 | -75.74 | Peru | PE | PER | Ica |  | 10449 | 1604889626
Santiago Amoltepec, Oaxaca, Mexico | Santiago Amoltepec | Santiago Amoltepec | 16.6167 | -97.5 | Mexico | MX | MEX | Oaxaca |  | 12683 | 1484936827
Santiago de Anaya, Hidalgo, Mexico | Santiago de Anaya | Santiago de Anaya | 20.3844 | -98.9647 | Mexico | MX | MEX | Hidalgo |  | 14066 | 1484062040
Santiago de Compostela, Galicia, Spain | Santiago de Compostela | Santiago de Compostela | 42.8805 | -8.5457 | Spain | ES | ESP | Galicia | admin | 92430 | 1724547778
Santiago de Cuba, Santiago de Cuba, Cuba | Santiago de Cuba | Santiago de Cuba | 20.0283 | -75.8206 | Cuba | CU | CUB | Santiago de Cuba | admin | 444851 | 1192766111
Santiago de Tolú, Sucre, Colombia | Santiago de Tolú | Santiago de Tolu | 9.5358 | -75.572 | Colombia | CO | COL | Sucre | minor | 27390 | 1170666994
Santiago del Estero, Santiago del Estero, Argentina | Santiago del Estero | Santiago del Estero | -27.7844 | -64.2669 | Argentina | AR | ARG | Santiago del Estero | admin | 252192 | 1032492280
Santiago Ixcuintla, Nayarit, Mexico | Santiago Ixcuintla | Santiago Ixcuintla | 21.811 | -105.2079 | Mexico | MX | MEX | Nayarit | minor | 18365 | 1484248235
Santiago Ixtayutla, Oaxaca, Mexico | Santiago Ixtayutla | Santiago Ixtayutla | 16.5667 | -97.65 | Mexico | MX | MEX | Oaxaca |  | 13041 | 1484640868
Santiago Papasquiaro, Durango, Mexico | Santiago Papasquiaro | Santiago Papasquiaro | 25.0439 | -105.4192 | Mexico | MX | MEX | Durango | minor | 26121 | 1484176278
Santiago Teyahualco, México, Mexico | Santiago Teyahualco | Santiago Teyahualco | 19.6667 | -99.1333 | Mexico | MX | MEX | México |  | 47547 | 1484381311
Santiago Tianguistenco, México, Mexico | Santiago Tianguistenco | Santiago Tianguistenco | 19.1797 | -99.4706 | Mexico | MX | MEX | México | minor | 64365 | 1484113134
Santiago Tulantepec, Hidalgo, Mexico | Santiago Tulantepec | Santiago Tulantepec | 20.0397 | -98.3575 | Mexico | MX | MEX | Hidalgo | minor | 16078 | 1484221851
Santiago Tuxtla, Veracruz, Mexico | Santiago Tuxtla | Santiago Tuxtla | 18.4704 | -95.3 | Mexico | MX | MEX | Veracruz | minor | 15681 | 1484009696
Santo Agostinho, Pernambuco, Brazil | Santo Agostinho | Santo Agostinho | -8.2869 | -35.035 | Brazil | BR | BRA | Pernambuco |  | 185025 | 1076363089
Santo Anastácio, São Paulo, Brazil | Santo Anastácio | Santo Anastacio | -21.9769 | -51.6519 | Brazil | BR | BRA | São Paulo |  | 21044 | 1076929183
Santo André, São Paulo, Brazil | Santo André | Santo Andre | -23.6572 | -46.5333 | Brazil | BR | BRA | São Paulo |  | 710210 | 1076625886
Santo Ângelo, Rio Grande do Sul, Brazil | Santo Ângelo | Santo Angelo | -28.3 | -54.28 | Brazil | BR | BRA | Rio Grande do Sul |  | 65420 | 1076113692
Santo António, Príncipe, Sao Tome And Principe | Santo António | Santo Antonio | 1.6386 | 7.4206 | Sao Tome And Principe | ST | STP | Príncipe | admin |  | 1678729743
Santo Antônio da Alegria, São Paulo, Brazil | Santo Antônio da Alegria | Santo Antonio da Alegria | -21.0869 | -47.1508 | Brazil | BR | BRA | São Paulo |  | 6739 | 1076357734
Santo Antônio de Jesus, Bahia, Brazil | Santo Antônio de Jesus | Santo Antonio de Jesus | -12.9692 | -39.2611 | Brazil | BR | BRA | Bahia |  | 101548 | 1076231231
Santo Antônio de Posse, São Paulo, Brazil | Santo Antônio de Posse | Santo Antonio de Posse | -22.6058 | -46.9189 | Brazil | BR | BRA | São Paulo |  | 22389 | 1076962973
Santo Antônio do Jardim, São Paulo, Brazil | Santo Antônio do Jardim | Santo Antonio do Jardim | -22.1158 | -46.68 | Brazil | BR | BRA | São Paulo |  | 6053 | 1076695336
Santo Antônio do Pinhal, São Paulo, Brazil | Santo Antônio do Pinhal | Santo Antonio do Pinhal | -22.8269 | -45.6628 | Brazil | BR | BRA | São Paulo |  | 6767 | 1076803118
Santo Domingo, Ozama, Dominican Republic | Santo Domingo | Santo Domingo | 18.4764 | -69.8933 | Dominican Republic | DO | DOM | Ozama | primary | 2581827 | 1214636202
Santo Domingo de los Colorados, Santo Domingo de los Tsáchilas, Ecuador | Santo Domingo de los Colorados | Santo Domingo de los Colorados | -0.2542 | -79.1719 | Ecuador | EC | ECU | Santo Domingo de los Tsáchilas | admin | 270875 | 1218148017
Santo Domingo Este, Ozama, Dominican Republic | Santo Domingo Este | Santo Domingo Este | 18.4885 | -69.8571 | Dominican Republic | DO | DOM | Ozama | admin |  | 1214664832
Santo Domingo Tehuantepec, Oaxaca, Mexico | Santo Domingo Tehuantepec | Santo Domingo Tehuantepec | 16.3184 | -95.2478 | Mexico | MX | MEX | Oaxaca | minor | 64639 | 1484904308
Santo Tomas, Batangas, Philippines | Santo Tomas | Santo Tomas | 14.0833 | 121.1833 | Philippines | PH | PHL | Batangas |  | 179844 | 1608845898
Santo Tomás, Cusco, Peru | Santo Tomás | Santo Tomas | -14.45 | -72.082 | Peru | PE | PER | Cusco |  | 25087 | 1604893836
Santo Tomás de los Plátanos, México, Mexico | Santo Tomás de los Plátanos | Santo Tomas de los Platanos | 19.1817 | -100.2589 | Mexico | MX | MEX | México | minor | 8888 | 1484531949
Santoña, Cantabria, Spain | Santoña | Santona | 43.4414 | -3.4575 | Spain | ES | ESP | Cantabria |  | 11024 | 1724291294
Santos, São Paulo, Brazil | Santos | Santos | -23.9608 | -46.3339 | Brazil | BR | BRA | São Paulo |  | 433966 | 1076033299
Sanya, Hainan, China | Sanya | Sanya | 18.2536 | 109.5019 | China | CN | CHN | Hainan | minor | 362689 | 1156373900
Sanzhou, Chongqing, China | Sanzhou | Sanzhou | 30.82 | 108.4 | China | CN | CHN | Chongqing |  | 1680000 | 1156025536
São Bento do Sapucaí, São Paulo, Brazil | São Bento do Sapucaí | Sao Bento do Sapucai | -22.6889 | -45.7308 | Brazil | BR | BRA | São Paulo |  | 10864 | 1076414119
São Bernardo do Campo, São Paulo, Brazil | São Bernardo do Campo | Sao Bernardo do Campo | -23.6939 | -46.565 | Brazil | BR | BRA | São Paulo |  | 816925 | 1076793227
São Borja, Rio Grande do Sul, Brazil | São Borja | Sao Borja | -28.6606 | -56.0044 | Brazil | BR | BRA | Rio Grande do Sul |  | 59613 | 1076315333
São Brás de Alportel, Faro, Portugal | São Brás de Alportel | Sao Bras de Alportel | 37.15 | -7.8833 | Portugal | PT | PRT | Faro | minor | 10662 | 1620714794
São Caetano do Sul, São Paulo, Brazil | São Caetano do Sul | Sao Caetano do Sul | -23.6228 | -46.5508 | Brazil | BR | BRA | São Paulo |  | 158024 | 1076527920
São Carlos, São Paulo, Brazil | São Carlos | Sao Carlos | -22.0178 | -47.8908 | Brazil | BR | BRA | São Paulo |  | 241389 | 1076673445
São Domingos, São Domingos, Cabo Verde | São Domingos | Sao Domingos | 15.025 | -23.5625 | Cabo Verde | CV | CPV | São Domingos | admin | 2818 | 1132246964
São Filipe, São Filipe, Cabo Verde | São Filipe | Sao Filipe | 14.8966 | -24.4955 | Cabo Verde | CV | CPV | São Filipe | admin | 8122 | 1132693257
São Francisco do Sul, Santa Catarina, Brazil | São Francisco do Sul | Sao Francisco do Sul | -26.2433 | -48.6381 | Brazil | BR | BRA | Santa Catarina |  | 36224 | 1076452788
São Gabriel, Rio Grande do Sul, Brazil | São Gabriel | Sao Gabriel | -30.3364 | -54.32 | Brazil | BR | BRA | Rio Grande do Sul |  | 55434 | 1076674208
São Gabriel da Cachoeira, Amazonas, Brazil | São Gabriel da Cachoeira | Sao Gabriel da Cachoeira | -0.1332 | -67.0833 | Brazil | BR | BRA | Amazonas |  | 15231 | 1076863074
São João da Boa Vista, São Paulo, Brazil | São João da Boa Vista | Sao Joao da Boa Vista | -21.9689 | -46.7978 | Brazil | BR | BRA | São Paulo |  | 89027 | 1076459561
São João da Madeira, Aveiro, Portugal | São João da Madeira | Sao Joao da Madeira | 40.9 | -8.5 | Portugal | PT | PRT | Aveiro | minor | 21713 | 1620177884
São João da Pesqueira, Viseu, Portugal | São João da Pesqueira | Sao Joao da Pesqueira | 41.1333 | -7.4 | Portugal | PT | PRT | Viseu | minor | 7874 | 1620541810
São João del Rei, Minas Gerais, Brazil | São João del Rei | Sao Joao del Rei | -21.13 | -44.25 | Brazil | BR | BRA | Minas Gerais |  | 78592 | 1076559413
São João dos Angolares, São Tomé, Sao Tome And Principe | São João dos Angolares | Sao Joao dos Angolares | 0.1342 | 6.6494 | Sao Tome And Principe | ST | STP | São Tomé | admin |  | 1678826533
São Joaquim da Barra, São Paulo, Brazil | São Joaquim da Barra | Sao Joaquim da Barra | -20.5808 | -47.855 | Brazil | BR | BRA | São Paulo |  | 50110 | 1076321926
São José da Bela Vista, São Paulo, Brazil | São José da Bela Vista | Sao Jose da Bela Vista | -20.5928 | -47.64 | Brazil | BR | BRA | São Paulo |  | 8823 | 1076871004
São José de Ribamar, Maranhão, Brazil | São José de Ribamar | Sao Jose de Ribamar | -2.55 | -44.07 | Brazil | BR | BRA | Maranhão |  | 55265 | 1076976057
São José do Rio Pardo, São Paulo, Brazil | São José do Rio Pardo | Sao Jose do Rio Pardo | -21.5958 | -46.8889 | Brazil | BR | BRA | São Paulo |  | 54388 | 1076381687
São José do Rio Prêto, São Paulo, Brazil | São José do Rio Prêto | Sao Jose do Rio Preto | -20.82 | -49.3789 | Brazil | BR | BRA | São Paulo |  | 442548 | 1076760827
São José dos Campos, São Paulo, Brazil | São José dos Campos | Sao Jose dos Campos | -23.1789 | -45.8869 | Brazil | BR | BRA | São Paulo |  | 688597 | 1076783887
São José dos Pinhais, Paraná, Brazil | São José dos Pinhais | Sao Jose dos Pinhais | -25.57 | -49.18 | Brazil | BR | BRA | Paraná |  | 665063 | 1076174955
São Lourenço da Serra, São Paulo, Brazil | São Lourenço da Serra | Sao Lourenco da Serra | -23.8528 | -46.9428 | Brazil | BR | BRA | São Paulo |  | 15177 | 1076572943
São Lourenço do Sul, Rio Grande do Sul, Brazil | São Lourenço do Sul | Sao Lourenco do Sul | -31.37 | -51.98 | Brazil | BR | BRA | Rio Grande do Sul |  | 25340 | 1076758883
São Luís, Maranhão, Brazil | São Luís | Sao Luis | -2.53 | -44.3028 | Brazil | BR | BRA | Maranhão | admin | 1073893 | 1076819308
São Luís do Paraitinga, São Paulo, Brazil | São Luís do Paraitinga | Sao Luis do Paraitinga | -23.2219 | -45.31 | Brazil | BR | BRA | São Paulo |  | 10731 | 1076106138
São Luís Gonzaga, Rio Grande do Sul, Brazil | São Luís Gonzaga | Sao Luis Gonzaga | -28.4083 | -54.9608 | Brazil | BR | BRA | Rio Grande do Sul |  | 31798 | 1076320357
São Manuel, São Paulo, Brazil | São Manuel | Sao Manuel | -22.7308 | -48.5708 | Brazil | BR | BRA | São Paulo |  | 40367 | 1076604538
São Martinho, Lisboa, Portugal | São Martinho | Sao Martinho | 38.8125 | -9.4208 | Portugal | PT | PRT | Lisboa |  | 6226 | 1620177495
São Mateus, Espírito Santo, Brazil | São Mateus | Sao Mateus | -18.7201 | -39.8589 | Brazil | BR | BRA | Espírito Santo |  | 77117 | 1076829621
São Miguel Arcanjo, São Paulo, Brazil | São Miguel Arcanjo | Sao Miguel Arcanjo | -23.8778 | -47.9969 | Brazil | BR | BRA | São Paulo |  | 32769 | 1076595585
São Paulo, São Paulo, Brazil | São Paulo | Sao Paulo | -23.5504 | -46.6339 | Brazil | BR | BRA | São Paulo | admin | 22046000 | 1076532519
São Pedro do Turvo, São Paulo, Brazil | São Pedro do Turvo | Sao Pedro do Turvo | -22.7469 | -49.74 | Brazil | BR | BRA | São Paulo |  | 7567 | 1076170682
São Sebastião, São Paulo, Brazil | São Sebastião | Sao Sebastiao | -23.76 | -45.41 | Brazil | BR | BRA | São Paulo |  | 83020 | 1076889310
São Sebastião da Grama, São Paulo, Brazil | São Sebastião da Grama | Sao Sebastiao da Grama | -21.7108 | -46.8208 | Brazil | BR | BRA | São Paulo |  | 12355 | 1076446818
São Tomé, São Tomé, Sao Tome And Principe | São Tomé | Sao Tome | 0.3333 | 6.7333 | Sao Tome And Principe | ST | STP | São Tomé | primary | 56166 | 1678301324
São Vicente, São Paulo, Brazil | São Vicente | Sao Vicente | -23.9633 | -46.3922 | Brazil | BR | BRA | São Paulo |  | 355542 | 1076857089
Sapele, Delta, Nigeria | Sapele | Sapele | 5.8904 | 5.68 | Nigeria | NG | NGA | Delta | minor | 309162 | 1566310893
Sapna, Bosnia and Herzegovina, Federation of, Bosnia And Herzegovina | Sapna | Sapna | 44.4917 | 19.0028 | Bosnia And Herzegovina | BA | BIH | Bosnia and Herzegovina, Federation of | minor | 12136 | 1070454621
Sapouy, Centre-Ouest, Burkina Faso | Sapouy | Sapouy | 11.5544 | -1.7736 | Burkina Faso | BF | BFA | Centre-Ouest | minor | 3837 | 1854971695
Sappington, Missouri, United States | Sappington | Sappington | 38.526 | -90.373 | United States | US | USA | Missouri |  | 7577 | 1840006122
Sapporo, Hokkaidō, Japan | Sapporo | Sapporo | 43.0621 | 141.3544 | Japan | JP | JPN | Hokkaidō | admin | 1958756 | 1392000195
Sapulpa, Oklahoma, United States | Sapulpa | Sapulpa | 36.0089 | -96.1006 | United States | US | USA | Oklahoma |  | 21278 | 1840021691
Saqqez, Kordestān, Iran | Saqqez | Saqqez | 36.2497 | 46.2733 | Iran | IR | IRN | Kordestān | minor | 165258 | 1364098155
Sarāb, Āz̄arbāyjān-e Sharqī, Iran | Sarāb | Sarab | 37.9408 | 47.5367 | Iran | IR | IRN | Āz̄arbāyjān-e Sharqī | minor | 42057 | 1364335741
Saraburi, Sara Buri, Thailand | Saraburi | Saraburi | 14.5286 | 100.9114 | Thailand | TH | THA | Sara Buri | admin | 61750 | 1764111243
Sarahs, Ahal, Turkmenistan | Sarahs | Sarahs | 36.5167 | 61.2167 | Turkmenistan | TM | TKM | Ahal |  | 9585 | 1795405865
Sarajevo, Bosnia and Herzegovina, Federation of, Bosnia And Herzegovina | Sarajevo | Sarajevo | 43.8667 | 18.4167 | Bosnia And Herzegovina | BA | BIH | Bosnia and Herzegovina, Federation of | primary | 275524 | 1070966777
Saraland, Alabama, United States | Saraland | Saraland | 30.8478 | -88.1004 | United States | US | USA | Alabama |  | 14649 | 1840015886
Saranac Lake, New York, United States | Saranac Lake | Saranac Lake | 44.3245 | -74.1314 | United States | US | USA | New York |  | 7404 | 1840004068
Saranap, California, United States | Saranap | Saranap | 37.8878 | -122.076 | United States | US | USA | California |  | 6492 | 1840024710
Sarandë, Vlorë, Albania | Sarandë | Sarande | 39.8833 | 20.0167 | Albania | AL | ALB | Vlorë |  | 41000 | 1008879697
Sarandí, Buenos Aires, Argentina | Sarandí | Sarandi | -34.6833 | -58.3333 | Argentina | AR | ARG | Buenos Aires |  | 60752 | 1032993271
Sarandí del Yi, Durazno, Uruguay | Sarandí del Yi | Sarandi del Yi | -33.3442 | -55.6313 | Uruguay | UY | URY | Durazno |  | 7176 | 1858908164
Sarandí Grande, Florida, Uruguay | Sarandí Grande | Sarandi Grande | -33.725 | -56.3303 | Uruguay | UY | URY | Florida |  | 6130 | 1858373689
Saranpaul, Khanty-Mansiyskiy Avtonomnyy Okrug-Yugra, Russia | Saranpaul | Saranpaul | 64.2505 | 60.97 | Russia | RU | RUS | Khanty-Mansiyskiy Avtonomnyy Okrug-Yugra |  | 2985 | 1643184738
Saransk, Mordoviya, Russia | Saransk | Saransk | 54.1833 | 45.1833 | Russia | RU | RUS | Mordoviya | admin | 314789 | 1643003229
Sarapuí, São Paulo, Brazil | Sarapuí | Sarapui | -23.6408 | -47.825 | Brazil | BR | BRA | São Paulo |  | 9836 | 1076402812
Sarapul, Udmurtiya, Russia | Sarapul | Sarapul | 56.4667 | 53.8 | Russia | RU | RUS | Udmurtiya |  | 97910 | 1643320672
Sarasota, Florida, United States | Sarasota | Sarasota | 27.3386 | -82.5431 | United States | US | USA | Florida |  | 722243 | 1840015988
Sarasota Springs, Florida, United States | Sarasota Springs | Sarasota Springs | 27.3092 | -82.4788 | United States | US | USA | Florida |  | 15781 | 1840029072
Saratamata, Penama, Vanuatu | Saratamata | Saratamata | -15.2869 | 167.9906 | Vanuatu | VU | VUT | Penama | admin |  | 1548907051
Saratoga, California, United States | Saratoga | Saratoga | 37.2684 | -122.0263 | United States | US | USA | California |  | 30153 | 1840021572
Saratoga, New York, United States | Saratoga | Saratoga | 43.0604 | -73.6474 | United States | US | USA | New York |  | 5713 | 1840087886
Saratoga Springs, New York, United States | Saratoga Springs | Saratoga Springs | 43.0674 | -73.7775 | United States | US | USA | New York |  | 68028 | 1840000369
Saratoga Springs, Utah, United States | Saratoga Springs | Saratoga Springs | 40.3449 | -111.9152 | United States | US | USA | Utah |  | 33282 | 1840021397
Saratov, Saratovskaya Oblast’, Russia | Saratov | Saratov | 51.5333 | 46 | Russia | RU | RUS | Saratovskaya Oblast’ | admin | 845300 | 1643556540
Sárbogárd, Fejér, Hungary | Sárbogárd | Sarbogard | 46.8878 | 18.6193 | Hungary | HU | HUN | Fejér | minor | 11937 | 1348805330
Sarcelles, Île-de-France, France | Sarcelles | Sarcelles | 48.9956 | 2.3808 | France | FR | FRA | Île-de-France | minor | 58587 | 1250985562
Sardasht, Āz̄arbāyjān-e Gharbī, Iran | Sardasht | Sardasht | 36.1553 | 45.4789 | Iran | IR | IRN | Āz̄arbāyjān-e Gharbī | minor | 50000 | 1364996546
Sar-e Pul, Sar-e Pul, Afghanistan | Sar-e Pul | Sar-e Pul | 36.2214 | 65.9278 | Afghanistan | AF | AFG | Sar-e Pul | admin | 51075 | 1004047427
Sargodha, Punjab, Pakistan | Sargodha | Sargodha | 32.0836 | 72.6711 | Pakistan | PK | PAK | Punjab | minor | 602631 | 1586696588
Sarh, Moyen-Chari, Chad | Sarh | Sarh | 9.15 | 18.3833 | Chad | TD | TCD | Moyen-Chari | admin | 169196 | 1148442794
Sārī, Māzandarān, Iran | Sārī | Sari | 36.5658 | 53.0597 | Iran | IR | IRN | Māzandarān | admin | 347402 | 1364501878
Sarıkaya, Yozgat, Turkey | Sarıkaya | Sarikaya | 39.4936 | 35.3769 | Turkey | TR | TUR | Yozgat | minor | 33010 | 1792208662
Sarina, Queensland, Australia | Sarina | Sarina | -21.4225 | 149.2175 | Australia | AU | AUS | Queensland |  | 5522 | 1036990230
Sariwŏn, Hwangbuk, Korea, North | Sariwŏn | Sariwon | 38.5039 | 125.7589 | Korea, North | KP | PRK | Hwangbuk | admin | 307764 | 1408018673
Sarkad, Békés, Hungary | Sarkad | Sarkad | 46.74 | 21.3778 | Hungary | HU | HUN | Békés | minor | 9677 | 1348531339
Sărmaşu, Mureş, Romania | Sărmaşu | Sarmasu | 46.7536 | 24.1667 | Romania | RO | ROU | Mureş |  | 6942 | 1642011538
Sarmiento, Chubut, Argentina | Sarmiento | Sarmiento | -45.6 | -69.0833 | Argentina | AR | ARG | Chubut | minor | 5185 | 1032479340
Sarnen, Obwalden, Switzerland | Sarnen | Sarnen | 46.8969 | 8.2469 | Switzerland | CH | CHE | Obwalden | admin | 10368 | 1756451113
Sarnia, Ontario, Canada | Sarnia | Sarnia | 42.9994 | -82.3089 | Canada | CA | CAN | Ontario |  | 71594 | 1124509835
Saron, Western Cape, South Africa | Saron | Saron | -33.181 | 19.01 | South Africa | ZA | ZAF | Western Cape |  | 7843 | 1710632918
Sárospatak, Borsod-Abaúj-Zemplén, Hungary | Sárospatak | Sarospatak | 48.3189 | 21.5661 | Hungary | HU | HUN | Borsod-Abaúj-Zemplén | minor | 11768 | 1348369624
Sarov, Nizhegorodskaya Oblast’, Russia | Sarov | Sarov | 54.9333 | 43.3167 | Russia | RU | RUS | Nizhegorodskaya Oblast’ |  | 95388 | 1643199056
Sarpang, Sarpang, Bhutan | Sarpang | Sarpang | 26.8639 | 90.2674 | Bhutan | BT | BTN | Sarpang | admin |  | 1064362339
Sarpol-e Z̄ahāb, Kermānshāh, Iran | Sarpol-e Z̄ahāb | Sarpol-e Zahab | 34.4614 | 45.8647 | Iran | IR | IRN | Kermānshāh | minor | 34632 | 1364372222
Sarpsborg, Østfold, Norway | Sarpsborg | Sarpsborg | 59.2839 | 11.1096 | Norway | NO | NOR | Østfold | minor | 54678 | 1578097769
Sarqan, Almaty, Kazakhstan | Sarqan | Sarqan | 45.4203 | 79.9149 | Kazakhstan | KZ | KAZ | Almaty |  | 76919 | 1398159801
Sarreguemines, Grand Est, France | Sarreguemines | Sarreguemines | 49.11 | 7.07 | France | FR | FRA | Grand Est | minor | 20783 | 1250256927
Sarstedt, Lower Saxony, Germany | Sarstedt | Sarstedt | 52.2394 | 9.8606 | Germany | DE | DEU | Lower Saxony |  | 19359 | 1276490791
Sartā, Māzandarān, Iran | Sartā | Sarta | 36.5504 | 53.1 | Iran | IR | IRN | Māzandarān |  | 271467 | 1364143380
Sartell, Minnesota, United States | Sartell | Sartell | 45.6187 | -94.2207 | United States | US | USA | Minnesota |  | 18926 | 1840008886
Sartrouville, Île-de-France, France | Sartrouville | Sartrouville | 48.9372 | 2.1644 | France | FR | FRA | Île-de-France |  | 51967 | 1250494022
Sarubetsu, Hokkaidō, Japan | Sarubetsu | Sarubetsu | 42.9083 | 143.3561 | Japan | JP | JPN | Hokkaidō |  | 26637 | 1392645682
Sárvár, Vas, Hungary | Sárvár | Sarvar | 47.2539 | 16.9353 | Hungary | HU | HUN | Vas | minor | 15072 | 1348516359
Saryshaghan, Qaraghandy, Kazakhstan | Saryshaghan | Saryshaghan | 46.1195 | 73.6191 | Kazakhstan | KZ | KAZ | Qaraghandy |  | 4365 | 1398222668
Sasagawa, Fukushima, Japan | Sasagawa | Sasagawa | 37.2867 | 140.3728 | Japan | JP | JPN | Fukushima |  | 75822 | 1392742964
Sasaguri, Fukuoka, Japan | Sasaguri | Sasaguri | 33.6156 | 130.5511 | Japan | JP | JPN | Fukuoka |  | 30886 | 1392528017
Sasayama, Hyōgo, Japan | Sasayama | Sasayama | 35.0758 | 135.2192 | Japan | JP | JPN | Hyōgo |  | 40708 | 1392079615
Sashinami, Aomori, Japan | Sashinami | Sashinami | 40.4525 | 141.6211 | Japan | JP | JPN | Aomori |  | 13476 | 1392226078
Saskatoon, Saskatchewan, Canada | Saskatoon | Saskatoon | 52.1333 | -106.6833 | Canada | CA | CAN | Saskatchewan |  | 246376 | 1124612546
Saskylakh, Sakha (Yakutiya), Russia | Saskylakh | Saskylakh | 71.9166 | 114.0833 | Russia | RU | RUS | Sakha (Yakutiya) |  | 1920 | 1643818493
Sasovo, Ryazanskaya Oblast’, Russia | Sasovo | Sasovo | 54.35 | 41.9167 | Russia | RU | RUS | Ryazanskaya Oblast’ |  | 25177 | 1643401119
Sassandra, Bas-Sassandra, Côte D’Ivoire | Sassandra | Sassandra | 4.9504 | -6.0833 | Côte D’Ivoire | CI | CIV | Bas-Sassandra | minor | 38411 | 1384107875
Sassari, Sardegna, Italy | Sassari | Sassari | 40.7267 | 8.5592 | Italy | IT | ITA | Sardegna | minor | 116641 | 1380371433
Sassenberg, North Rhine-Westphalia, Germany | Sassenberg | Sassenberg | 51.9897 | 8.0408 | Germany | DE | DEU | North Rhine-Westphalia |  | 14260 | 1276379002
Saßnitz, Mecklenburg-Western Pomerania, Germany | Saßnitz | Sassnitz | 54.5164 | 13.6411 | Germany | DE | DEU | Mecklenburg-Western Pomerania |  | 9320 | 1276897378
Sastamala, Pirkanmaa, Finland | Sastamala | Sastamala | 61.3417 | 22.9083 | Finland | FI | FIN | Pirkanmaa | minor | 25220 | 1246526086
Satadougou, Kayes, Mali | Satadougou | Satadougou | 12.617 | -11.4066 | Mali | ML | MLI | Kayes |  | 706 | 1466591334
Sátão, Viseu, Portugal | Sátão | Satao | 40.7333 | -7.7167 | Portugal | PT | PRT | Viseu | minor | 12444 | 1620157053
Sätbaev, Qaraghandy, Kazakhstan | Sätbaev | Satbaev | 47.9 | 67.5333 | Kazakhstan | KZ | KAZ | Qaraghandy |  | 61883 | 1398506074
Satellite Beach, Florida, United States | Satellite Beach | Satellite Beach | 28.1782 | -80.6019 | United States | US | USA | Florida |  | 11130 | 1840015961
Satipo, Junín, Peru | Satipo | Satipo | -11.2522 | -74.6386 | Peru | PE | PER | Junín |  | 10052 | 1604355080
Satka, Chelyabinskaya Oblast’, Russia | Satka | Satka | 55.05 | 59.05 | Russia | RU | RUS | Chelyabinskaya Oblast’ |  | 41798 | 1643644802
Sato, Nagasaki, Japan | Sato | Sato | 33.1631 | 129.7177 | Japan | JP | JPN | Nagasaki |  | 237444 | 1392043131
Sátoraljaújhely, Borsod-Abaúj-Zemplén, Hungary | Sátoraljaújhely | Satoraljaujhely | 48.3941 | 21.6561 | Hungary | HU | HUN | Borsod-Abaúj-Zemplén | minor | 14253 | 1348874769
Satsuma, Alabama, United States | Satsuma | Satsuma | 30.8577 | -88.0632 | United States | US | USA | Alabama |  | 6190 | 1840015887
Sattahip, Chon Buri, Thailand | Sattahip | Sattahip | 12.6636 | 100.9036 | Thailand | TH | THA | Chon Buri | minor | 23418 | 1764518101
Satte, Saitama, Japan | Satte | Satte | 36.0781 | 139.7258 | Japan | JP | JPN | Saitama |  | 50767 | 1392499681
Sattenapalle, Andhra Pradesh, India | Sattenapalle | Sattenapalle | 16.3962 | 80.1497 | India | IN | IND | Andhra Pradesh |  | 56721 | 1356153330
Satu Mare, Satu Mare, Romania | Satu Mare | Satu Mare | 47.79 | 22.89 | Romania | RO | ROU | Satu Mare | admin | 102411 | 1642046798
Satun, Satun, Thailand | Satun | Satun | 6.6147 | 100.0681 | Thailand | TH | THA | Satun | admin | 23612 | 1764836023
Satupa‘itea, Satupa‘itea, Samoa | Satupa‘itea | Satupa`itea | -13.7659 | -172.3269 | Samoa | WS | WSM | Satupa‘itea | admin |  | 1882940042
Sauce, Canelones, Uruguay | Sauce | Sauce | -34.6469 | -56.0628 | Uruguay | UY | URY | Canelones |  | 6132 | 1858554370
Saucillo, Chihuahua, Mexico | Saucillo | Saucillo | 28.0333 | -105.2833 | Mexico | MX | MEX | Chihuahua | minor | 11004 | 1484590798
Sauðárkrókur, Norðurland Vestra, Iceland | Sauðárkrókur | Saudharkrokur | 65.7461 | -19.6394 | Iceland | IS | ISL | Norðurland Vestra |  | 2574 | 1352929836
Saue, Harjumaa, Estonia | Saue | Saue | 59.3231 | 24.5622 | Estonia | EE | EST | Harjumaa | minor | 5631 | 1233555053
Saugeen Shores, Ontario, Canada | Saugeen Shores | Saugeen Shores | 44.4333 | -81.3667 | Canada | CA | CAN | Ontario |  | 13715 | 1124000488
Saugerties, New York, United States | Saugerties | Saugerties | 42.0891 | -73.9969 | United States | US | USA | New York |  | 19109 | 1840004732
Saugor, Madhya Pradesh, India | Saugor | Saugor | 23.8504 | 78.75 | India | IN | IND | Madhya Pradesh |  | 328240 | 1356781800
Saugus, Massachusetts, United States | Saugus | Saugus | 42.4681 | -71.0145 | United States | US | USA | Massachusetts |  | 28158 | 1840053670
Sauk Rapids, Minnesota, United States | Sauk Rapids | Sauk Rapids | 45.5981 | -94.1539 | United States | US | USA | Minnesota |  | 14146 | 1840008873
Sauk Village, Illinois, United States | Sauk Village | Sauk Village | 41.4905 | -87.5706 | United States | US | USA | Illinois |  | 10246 | 1840011290
Saulgau, Baden-Württemberg, Germany | Saulgau | Saulgau | 48.0175 | 9.5003 | Germany | DE | DEU | Baden-Württemberg |  | 17509 | 1276840359
Saulkrasti, Saulkrastu Novads, Latvia | Saulkrasti | Saulkrasti | 57.2636 | 24.4164 | Latvia | LV | LVA | Saulkrastu Novads | admin | 2813 | 1428934591
Sault Ste. Marie, Ontario, Canada | Sault Ste. Marie | Sault Ste. Marie | 46.5333 | -84.35 | Canada | CA | CAN | Ontario |  | 73368 | 1124810690
Sault Ste. Marie, Michigan, United States | Sault Ste. Marie | Sault Ste. Marie | 46.4817 | -84.3723 | United States | US | USA | Michigan |  | 12442 | 1840003938
Saumur, Pays de la Loire, France | Saumur | Saumur | 47.26 | -0.0769 | France | FR | FRA | Pays de la Loire | minor | 26734 | 1250940567
Saurimo, Lunda Sul, Angola | Saurimo | Saurimo | -9.6596 | 20.39 | Angola | AO | AGO | Lunda Sul | admin | 41316 | 1024326839
Sausalito, California, United States | Sausalito | Sausalito | 37.858 | -122.4932 | United States | US | USA | California |  | 7068 | 1840021514
Savage, Minnesota, United States | Savage | Savage | 44.7544 | -93.3631 | United States | US | USA | Minnesota |  | 32362 | 1840008957
Savage, Maryland, United States | Savage | Savage | 39.1485 | -76.8228 | United States | US | USA | Maryland |  | 6671 | 1840026664
Savalou, Collines, Benin | Savalou | Savalou | 7.9281 | 1.9756 | Benin | BJ | BEN | Collines | admin |  | 1204628914
Savannah, Georgia, United States | Savannah | Savannah | 32.0281 | -81.1784 | United States | US | USA | Georgia |  | 276295 | 1840015830
Savannah, Texas, United States | Savannah | Savannah | 33.2257 | -96.9082 | United States | US | USA | Texas |  | 6224 | 1840041547
Savannah, Tennessee, United States | Savannah | Savannah | 35.221 | -88.236 | United States | US | USA | Tennessee |  | 8288 | 1840015453
Savannah, Missouri, United States | Savannah | Savannah | 39.9391 | -94.8279 | United States | US | USA | Missouri |  | 5307 | 1840009477
Savannakhet, Savannakhét, Laos | Savannakhet | Savannakhet | 16.55 | 104.75 | Laos | LA | LAO | Savannakhét | admin | 124000 | 1418179232
Savanna-la-Mar, Westmoreland, Jamaica | Savanna-la-Mar | Savanna-la-Mar | 18.2167 | -78.1333 | Jamaica | JM | JAM | Westmoreland | admin | 30000 | 1388690384
Savé, Collines, Benin | Savé | Save | 8.0342 | 2.4866 | Benin | BJ | BEN | Collines |  | 31444 | 1204120625
Sāveh, Markazī, Iran | Sāveh | Saveh | 35.0211 | 50.3564 | Iran | IR | IRN | Markazī | minor | 220762 | 1364844111
Săveni, Botoşani, Romania | Săveni | Saveni | 47.9533 | 26.8589 | Romania | RO | ROU | Botoşani |  | 6999 | 1642101791
Savigny-le-Temple, Île-de-France, France | Savigny-le-Temple | Savigny-le-Temple | 48.5841 | 2.5832 | France | FR | FRA | Île-de-France |  | 29984 | 1250790534
Savigny-sur-Orge, Île-de-France, France | Savigny-sur-Orge | Savigny-sur-Orge | 48.6797 | 2.3457 | France | FR | FRA | Île-de-France |  | 36533 | 1250549576
Savissivik, Qaasuitsup, Greenland | Savissivik | Savissivik | 76.0195 | -65.1125 | Greenland | GL | GRL | Qaasuitsup |  | 66 | 1304246272
Šavnik, Šavnik, Montenegro | Šavnik | Savnik | 42.9564 | 19.0967 | Montenegro | ME | MNE | Šavnik | admin |  | 1499140506
Savona, Liguria, Italy | Savona | Savona | 44.308 | 8.481 | Italy | IT | ITA | Liguria | minor | 61057 | 1380314552
Savonlinna, Etelä-Savo, Finland | Savonlinna | Savonlinna | 61.8667 | 28.8831 | Finland | FI | FIN | Etelä-Savo | minor | 35523 | 1246948647
Savoy, Illinois, United States | Savoy | Savoy | 40.06 | -88.2552 | United States | US | USA | Illinois |  | 8401 | 1840012236
Sawahlunto, Sumatera Barat, Indonesia | Sawahlunto | Sawahlunto | -0.6828 | 100.7783 | Indonesia | ID | IDN | Sumatera Barat |  | 61427 | 1360188622
Sawākin, Red Sea, Sudan | Sawākin | Sawakin | 19.1 | 37.3333 | Sudan | SD | SDN | Red Sea |  | 43337 | 1729959085
Sawankhalok, Sukhothai, Thailand | Sawankhalok | Sawankhalok | 17.3096 | 99.8266 | Thailand | TH | THA | Sukhothai | minor | 17148 | 1764710205
Sawbridgeworth, Hertfordshire, United Kingdom | Sawbridgeworth | Sawbridgeworth | 51.814 | 0.15 | United Kingdom | GB | GBR | Hertfordshire |  | 8458 | 1826916498
Sawley, Leicestershire, United Kingdom | Sawley | Sawley | 52.882 | -1.299 | United Kingdom | GB | GBR | Leicestershire |  | 6629 | 1826583246
Sawmills, North Carolina, United States | Sawmills | Sawmills | 35.8162 | -81.4779 | United States | US | USA | North Carolina |  | 5189 | 1840017755
Sawston, Cambridgeshire, United Kingdom | Sawston | Sawston | 52.1247 | 0.1731 | United Kingdom | GB | GBR | Cambridgeshire |  | 7145 | 1826326745
Sawtry, Cambridgeshire, United Kingdom | Sawtry | Sawtry | 52.44 | -0.28 | United Kingdom | GB | GBR | Cambridgeshire |  | 6536 | 1826107710
Say’ūn, Ḩaḑramawt, Yemen | Say’ūn | Say'un | 15.943 | 48.7873 | Yemen | YE | YEM | Ḩaḑramawt | minor | 68747 | 1887142998
Sayama, Saitama, Japan | Sayama | Sayama | 35.8531 | 139.4122 | Japan | JP | JPN | Saitama |  | 149423 | 1392752018
Sayama, Ōsaka, Japan | Sayama | Sayama | 34.5036 | 135.5556 | Japan | JP | JPN | Ōsaka |  | 58746 | 1392873836
Sayanogorsk, Khakasiya, Russia | Sayanogorsk | Sayanogorsk | 53.1 | 91.4 | Russia | RU | RUS | Khakasiya |  | 47358 | 1643565856
Sayansk, Irkutskaya Oblast’, Russia | Sayansk | Sayansk | 54.1167 | 102.1667 | Russia | RU | RUS | Irkutskaya Oblast’ |  | 38968 | 1643517823
Sayḩūt, Al Mahrah, Yemen | Sayḩūt | Sayhut | 15.2105 | 51.2454 | Yemen | YE | YEM | Al Mahrah | minor | 189 | 1887613470
Saynshand, Dornogovĭ, Mongolia | Saynshand | Saynshand | 44.8917 | 110.1367 | Mongolia | MN | MNG | Dornogovĭ | admin | 8776 | 1496862229
Sayō, Hyōgo, Japan | Sayō | Sayo | 35.0042 | 134.3558 | Japan | JP | JPN | Hyōgo |  | 15958 | 1392577247
Sayre, Pennsylvania, United States | Sayre | Sayre | 41.9855 | -76.5207 | United States | US | USA | Pennsylvania |  | 17281 | 1840000517
Sayreville, New Jersey, United States | Sayreville | Sayreville | 40.4656 | -74.3237 | United States | US | USA | New Jersey |  | 44173 | 1840001332
Sayville, New York, United States | Sayville | Sayville | 40.7478 | -73.084 | United States | US | USA | New York |  | 16007 | 1840005092
Scaggsville, Maryland, United States | Scaggsville | Scaggsville | 39.1416 | -76.8843 | United States | US | USA | Maryland |  | 9430 | 1840024483
Scappoose, Oregon, United States | Scappoose | Scappoose | 45.7564 | -122.8771 | United States | US | USA | Oregon |  | 7564 | 1840021186
Scarborough, North Yorkshire, United Kingdom | Scarborough | Scarborough | 54.2773 | -0.4017 | United Kingdom | GB | GBR | North Yorkshire |  | 61749 | 1826723231
Scarborough, Tobago, Trinidad And Tobago | Scarborough | Scarborough | 11.1811 | -60.7333 | Trinidad And Tobago | TT | TTO | Tobago | admin |  | 1780875399
Scarborough, Maine, United States | Scarborough | Scarborough | 43.5911 | -70.3682 | United States | US | USA | Maine |  | 19844 | 1840052990
Scarsdale, New York, United States | Scarsdale | Scarsdale | 40.9902 | -73.7773 | United States | US | USA | New York |  | 17871 | 1840004943
Scartho, North East Lincolnshire, United Kingdom | Scartho | Scartho | 53.5399 | -0.0926 | United Kingdom | GB | GBR | North East Lincolnshire |  | 10408 | 1826290531
Scenic Oaks, Texas, United States | Scenic Oaks | Scenic Oaks | 29.7038 | -98.6713 | United States | US | USA | Texas |  | 6106 | 1840019650
Schaan, Schaan, Liechtenstein | Schaan | Schaan | 47.1667 | 9.5167 | Liechtenstein | LI | LIE | Schaan | admin | 5959 | 1438982330
Schaarbeek, Brussels-Capital Region, Belgium | Schaarbeek | Schaarbeek | 50.8675 | 4.3736 | Belgium | BE | BEL | Brussels-Capital Region |  | 133010 | 1056091146
Schaffhausen, Schaffhausen, Switzerland | Schaffhausen | Schaffhausen | 47.6965 | 8.6339 | Switzerland | CH | CHE | Schaffhausen | admin | 36587 | 1756849233
Schaghticoke, New York, United States | Schaghticoke | Schaghticoke | 42.885 | -73.6115 | United States | US | USA | New York |  | 7604 | 1840004438
Schärding, Oberösterreich, Austria | Schärding | Scharding | 48.4569 | 13.4317 | Austria | AT | AUT | Oberösterreich | minor | 5253 | 1040841987
Schaumburg, Illinois, United States | Schaumburg | Schaumburg | 42.0307 | -88.0838 | United States | US | USA | Illinois |  | 72887 | 1840011319
Schelklingen, Baden-Württemberg, Germany | Schelklingen | Schelklingen | 48.3756 | 9.7325 | Germany | DE | DEU | Baden-Württemberg |  | 6883 | 1276427856
Schellenberg, Schellenberg, Liechtenstein | Schellenberg | Schellenberg | 47.2283 | 9.5395 | Liechtenstein | LI | LIE | Schellenberg | admin |  | 1438649917
Schenectady, New York, United States | Schenectady | Schenectady | 42.8025 | -73.9276 | United States | US | USA | New York |  | 65273 | 1840000395
Schenefeld, Schleswig-Holstein, Germany | Schenefeld | Schenefeld | 53.6028 | 9.8233 | Germany | DE | DEU | Schleswig-Holstein |  | 19271 | 1276791655
Schererville, Indiana, United States | Schererville | Schererville | 41.486 | -87.444 | United States | US | USA | Indiana |  | 28527 | 1840010222
Schertz, Texas, United States | Schertz | Schertz | 29.5649 | -98.2537 | United States | US | USA | Texas |  | 42042 | 1840022213
Scheßlitz, Bavaria, Germany | Scheßlitz | Schesslitz | 49.9767 | 11.0339 | Germany | DE | DEU | Bavaria |  | 7259 | 1276033353
Schieder-Schwalenberg, North Rhine-Westphalia, Germany | Schieder-Schwalenberg | Schieder-Schwalenberg | 51.8831 | 9.1831 | Germany | DE | DEU | North Rhine-Westphalia |  | 8475 | 1276403786
Schifferstadt, Rhineland-Palatinate, Germany | Schifferstadt | Schifferstadt | 49.3861 | 8.3761 | Germany | DE | DEU | Rhineland-Palatinate |  | 20193 | 1276776055
Schiller Park, Illinois, United States | Schiller Park | Schiller Park | 41.9586 | -87.8693 | United States | US | USA | Illinois |  | 11403 | 1840011320
Schiltigheim, Grand Est, France | Schiltigheim | Schiltigheim | 48.6078 | 7.75 | France | FR | FRA | Grand Est |  | 31894 | 1250916117
Schkeuditz, Saxony, Germany | Schkeuditz | Schkeuditz | 51.4 | 12.2167 | Germany | DE | DEU | Saxony |  | 18066 | 1276228794
Schladming, Steiermark, Austria | Schladming | Schladming | 47.3942 | 13.6892 | Austria | AT | AUT | Steiermark |  | 6660 | 1040957044
Schleiden, North Rhine-Westphalia, Germany | Schleiden | Schleiden | 50.5331 | 6.4667 | Germany | DE | DEU | North Rhine-Westphalia |  | 13053 | 1276198974
Schleiz, Thuringia, Germany | Schleiz | Schleiz | 50.5833 | 11.8167 | Germany | DE | DEU | Thuringia | minor | 8854 | 1276386563
Schleswig, Schleswig-Holstein, Germany | Schleswig | Schleswig | 54.5153 | 9.5697 | Germany | DE | DEU | Schleswig-Holstein | minor | 25276 | 1276884755
Schleusingen, Thuringia, Germany | Schleusingen | Schleusingen | 50.5117 | 10.7506 | Germany | DE | DEU | Thuringia |  | 10960 | 1276153970
Schlieren, Zürich, Switzerland | Schlieren | Schlieren | 47.3989 | 8.4497 | Switzerland | CH | CHE | Zürich |  | 18666 | 1756013633
Schlitz, Hesse, Germany | Schlitz | Schlitz | 50.6759 | 9.5593 | Germany | DE | DEU | Hesse |  | 9764 | 1276405370
Schloß Holte-Stukenbrock, North Rhine-Westphalia, Germany | Schloß Holte-Stukenbrock | Schloss Holte-Stukenbrock | 51.8833 | 8.6167 | Germany | DE | DEU | North Rhine-Westphalia |  | 26776 | 1276497165
Schlüchtern, Hesse, Germany | Schlüchtern | Schluchtern | 50.35 | 9.5167 | Germany | DE | DEU | Hesse |  | 15914 | 1276713332
Schlüsselfeld, Bavaria, Germany | Schlüsselfeld | Schlusselfeld | 49.7567 | 10.6193 | Germany | DE | DEU | Bavaria |  | 5941 | 1276858441
Schmalkalden, Thuringia, Germany | Schmalkalden | Schmalkalden | 50.7167 | 10.45 | Germany | DE | DEU | Thuringia |  | 19732 | 1276313755
Schmallenberg, North Rhine-Westphalia, Germany | Schmallenberg | Schmallenberg | 51.1333 | 8.3 | Germany | DE | DEU | North Rhine-Westphalia |  | 24869 | 1276002699
Schmölln, Thuringia, Germany | Schmölln | Schmolln | 50.895 | 12.3564 | Germany | DE | DEU | Thuringia |  | 13741 | 1276498002
Schneeberg, Saxony, Germany | Schneeberg | Schneeberg | 50.5942 | 12.6456 | Germany | DE | DEU | Saxony |  | 13894 | 1276764942
Schneverdingen, Lower Saxony, Germany | Schneverdingen | Schneverdingen | 53.1167 | 9.8 | Germany | DE | DEU | Lower Saxony |  | 18662 | 1276752778
Schodack, New York, United States | Schodack | Schodack | 42.5297 | -73.6858 | United States | US | USA | New York |  | 13146 | 1840087891
Schofield Barracks, Hawaii, United States | Schofield Barracks | Schofield Barracks | 21.4936 | -158.0617 | United States | US | USA | Hawaii |  | 19796 | 1840075052
Schönebeck, Saxony-Anhalt, Germany | Schönebeck | Schonebeck | 52.0167 | 11.75 | Germany | DE | DEU | Saxony-Anhalt |  | 30720 | 1276217785
Schongau, Bavaria, Germany | Schongau | Schongau | 47.8167 | 10.9 | Germany | DE | DEU | Bavaria |  | 12396 | 1276690057
Schöningen, Lower Saxony, Germany | Schöningen | Schoningen | 52.138 | 10.9674 | Germany | DE | DEU | Lower Saxony |  | 11306 | 1276898175
Schopfheim, Baden-Württemberg, Germany | Schopfheim | Schopfheim | 47.6494 | 7.8247 | Germany | DE | DEU | Baden-Württemberg |  | 19645 | 1276002233
Schöppenstedt, Lower Saxony, Germany | Schöppenstedt | Schoppenstedt | 52.1331 | 10.7783 | Germany | DE | DEU | Lower Saxony |  | 5474 | 1276386653
Schorndorf, Baden-Württemberg, Germany | Schorndorf | Schorndorf | 48.8 | 9.5333 | Germany | DE | DEU | Baden-Württemberg |  | 39634 | 1276068626
Schortens, Lower Saxony, Germany | Schortens | Schortens | 53.5333 | 7.95 | Germany | DE | DEU | Lower Saxony |  | 20329 | 1276002315
Schotten, Hesse, Germany | Schotten | Schotten | 50.5 | 9.1167 | Germany | DE | DEU | Hesse |  | 10059 | 1276543859
Schramberg, Baden-Württemberg, Germany | Schramberg | Schramberg | 48.2269 | 8.3842 | Germany | DE | DEU | Baden-Württemberg |  | 21189 | 1276492911
Schrems, Niederösterreich, Austria | Schrems | Schrems | 48.7833 | 15.0667 | Austria | AT | AUT | Niederösterreich |  | 5404 | 1040881676
Schriesheim, Baden-Württemberg, Germany | Schriesheim | Schriesheim | 49.4736 | 8.6592 | Germany | DE | DEU | Baden-Württemberg |  | 15081 | 1276514747
Schriever, Louisiana, United States | Schriever | Schriever | 29.7334 | -90.831 | United States | US | USA | Louisiana |  | 6407 | 1840014033
Schrobenhausen, Bavaria, Germany | Schrobenhausen | Schrobenhausen | 48.5669 | 11.2583 | Germany | DE | DEU | Bavaria |  | 17106 | 1276307699
Schroeppel, New York, United States | Schroeppel | Schroeppel | 43.265 | -76.2748 | United States | US | USA | New York |  | 8238 | 1840087893
Schrozberg, Baden-Württemberg, Germany | Schrozberg | Schrozberg | 49.3444 | 9.9806 | Germany | DE | DEU | Baden-Württemberg |  | 5741 | 1276175014
Schüttorf, Lower Saxony, Germany | Schüttorf | Schuttorf | 52.3167 | 7.2167 | Germany | DE | DEU | Lower Saxony |  | 12839 | 1276950675
Schuyler, Nebraska, United States | Schuyler | Schuyler | 41.4497 | -97.0619 | United States | US | USA | Nebraska |  | 6348 | 1840009252
Schuyler Falls, New York, United States | Schuyler Falls | Schuyler Falls | 44.6578 | -73.5842 | United States | US | USA | New York |  | 5121 | 1840058479
Schuylkill, Pennsylvania, United States | Schuylkill | Schuylkill | 40.1086 | -75.4982 | United States | US | USA | Pennsylvania |  | 8639 | 1840141676
Schuylkill Haven, Pennsylvania, United States | Schuylkill Haven | Schuylkill Haven | 40.6284 | -76.1729 | United States | US | USA | Pennsylvania |  | 5106 | 1840002778
Schwaan, Mecklenburg-Western Pomerania, Germany | Schwaan | Schwaan | 53.9333 | 12.1 | Germany | DE | DEU | Mecklenburg-Western Pomerania |  | 5022 | 1276820294
Schwabach, Bavaria, Germany | Schwabach | Schwabach | 49.3292 | 11.0208 | Germany | DE | DEU | Bavaria | minor | 40792 | 1276017987
Schwäbisch Gmünd, Baden-Württemberg, Germany | Schwäbisch Gmünd | Schwabisch Gmund | 48.8 | 9.8 | Germany | DE | DEU | Baden-Württemberg |  | 61186 | 1276897251
Schwäbisch Hall, Baden-Württemberg, Germany | Schwäbisch Hall | Schwabisch Hall | 49.1122 | 9.7375 | Germany | DE | DEU | Baden-Württemberg | minor | 40440 | 1276556451
Schwabmünchen, Bavaria, Germany | Schwabmünchen | Schwabmunchen | 48.1789 | 10.755 | Germany | DE | DEU | Bavaria |  | 14075 | 1276593802
Schwaigern, Baden-Württemberg, Germany | Schwaigern | Schwaigern | 49.1333 | 9.05 | Germany | DE | DEU | Baden-Württemberg |  | 11425 | 1276311065
Schwalmstadt, Hesse, Germany | Schwalmstadt | Schwalmstadt | 50.9128 | 9.1889 | Germany | DE | DEU | Hesse |  | 18122 | 1276496894
Schwandorf, Bavaria, Germany | Schwandorf | Schwandorf | 49.3236 | 12.0993 | Germany | DE | DEU | Bavaria | minor | 28828 | 1276268287
Schwarzenbach an der Saale, Bavaria, Germany | Schwarzenbach an der Saale | Schwarzenbach an der Saale | 50.2208 | 11.9333 | Germany | DE | DEU | Bavaria |  | 7042 | 1276286000
Schwarzenbek, Schleswig-Holstein, Germany | Schwarzenbek | Schwarzenbek | 53.5042 | 10.4792 | Germany | DE | DEU | Schleswig-Holstein |  | 16447 | 1276765796
Schwarzenberg, Saxony, Germany | Schwarzenberg | Schwarzenberg | 50.5453 | 12.7792 | Germany | DE | DEU | Saxony |  | 16723 | 1276831560
Schwarzheide, Brandenburg, Germany | Schwarzheide | Schwarzheide | 51.4831 | 13.8333 | Germany | DE | DEU | Brandenburg |  | 5652 | 1276258365
Schwaz, Tirol, Austria | Schwaz | Schwaz | 47.35 | 11.7 | Austria | AT | AUT | Tirol | minor | 13728 | 1040919527
Schwechat, Niederösterreich, Austria | Schwechat | Schwechat | 48.1411 | 16.4786 | Austria | AT | AUT | Niederösterreich |  | 18026 | 1040189871
Schwedt (Oder), Brandenburg, Germany | Schwedt (Oder) | Schwedt (Oder) | 53.0631 | 14.2831 | Germany | DE | DEU | Brandenburg |  | 29920 | 1276552729
Schweich, Rhineland-Palatinate, Germany | Schweich | Schweich | 49.82 | 6.7522 | Germany | DE | DEU | Rhineland-Palatinate |  | 7827 | 1276273892
Schweinfurt, Bavaria, Germany | Schweinfurt | Schweinfurt | 50.05 | 10.2333 | Germany | DE | DEU | Bavaria |  | 54032 | 1276316912
Schwelm, North Rhine-Westphalia, Germany | Schwelm | Schwelm | 51.2904 | 7.2972 | Germany | DE | DEU | North Rhine-Westphalia | minor | 28542 | 1276363762
Schwerin, Mecklenburg-Western Pomerania, Germany | Schwerin | Schwerin | 53.6333 | 11.4167 | Germany | DE | DEU | Mecklenburg-Western Pomerania | admin | 95818 | 1276221707
Schwerte, North Rhine-Westphalia, Germany | Schwerte | Schwerte | 51.4458 | 7.5653 | Germany | DE | DEU | North Rhine-Westphalia |  | 46340 | 1276720376
Schwetzingen, Baden-Württemberg, Germany | Schwetzingen | Schwetzingen | 49.3833 | 8.5667 | Germany | DE | DEU | Baden-Württemberg |  | 21433 | 1276516691
Schwyz, Schwyz, Switzerland | Schwyz | Schwyz | 47.0205 | 8.6583 | Switzerland | CH | CHE | Schwyz | admin | 15181 | 1756270644
Science City of Muñoz, Nueva Ecija, Philippines | Science City of Muñoz | Science City of Munoz | 15.7167 | 120.9 | Philippines | PH | PHL | Nueva Ecija |  | 81483 | 1608795106
Scituate, Massachusetts, United States | Scituate | Scituate | 42.1992 | -70.759 | United States | US | USA | Massachusetts |  | 18591 | 1840053577
Scituate, Rhode Island, United States | Scituate | Scituate | 41.7926 | -71.6202 | United States | US | USA | Rhode Island |  | 10603 | 1840106234
Scone, New South Wales, Australia | Scone | Scone | -32.0833 | 150.85 | Australia | AU | AUS | New South Wales |  | 5624 | 1036918224
Scoresbysund, Sermersooq, Greenland | Scoresbysund | Scoresbysund | 70.4853 | -21.9667 | Greenland | GL | GRL | Sermersooq |  | 539 | 1304036812
Scorniceşti, Olt, Romania | Scorniceşti | Scornicesti | 44.57 | 24.55 | Romania | RO | ROU | Olt |  | 11766 | 1642000053
Scotch Plains, New Jersey, United States | Scotch Plains | Scotch Plains | 40.6332 | -74.3739 | United States | US | USA | New Jersey |  | 24183 | 1840081747
Scotchtown, New York, United States | Scotchtown | Scotchtown | 41.4759 | -74.3682 | United States | US | USA | New York |  | 9174 | 1840004862
Scotia, New York, United States | Scotia | Scotia | 42.8321 | -73.9607 | United States | US | USA | New York |  | 7642 | 1840004448
Scott, Louisiana, United States | Scott | Scott | 30.2398 | -92.0947 | United States | US | USA | Louisiana |  | 8675 | 1840015932
Scott City, Missouri, United States | Scott City | Scott City | 37.2243 | -89.536 | United States | US | USA | Missouri |  | 5104 | 1840009923
Scott Township, Pennsylvania, United States | Scott Township | Scott Township | 40.3875 | -80.0791 | United States | US | USA | Pennsylvania |  | 16720 | 1840141807
Scott Township, Pennsylvania, United States | Scott Township | Scott Township | 41.0219 | -76.4169 | United States | US | USA | Pennsylvania |  | 5071 | 1840145429
Scottdale, Georgia, United States | Scottdale | Scottdale | 33.795 | -84.2634 | United States | US | USA | Georgia |  | 10698 | 1840013700
Scotts Valley, California, United States | Scotts Valley | Scotts Valley | 37.0555 | -122.0118 | United States | US | USA | California |  | 11757 | 1840021580
Scottsbluff, Nebraska, United States | Scottsbluff | Scottsbluff | 41.8684 | -103.6616 | United States | US | USA | Nebraska |  | 25114 | 1840009197
Scottsboro, Alabama, United States | Scottsboro | Scottsboro | 34.6438 | -86.0491 | United States | US | USA | Alabama |  | 9841 | 1840005605
Scottsburg, Indiana, United States | Scottsburg | Scottsburg | 38.6851 | -85.783 | United States | US | USA | Indiana |  | 11408 | 1840009788
Scottsdale, Arizona, United States | Scottsdale | Scottsdale | 33.6872 | -111.8651 | United States | US | USA | Arizona |  | 258069 | 1840021940
Scottsdale, Tasmania, Australia | Scottsdale | Scottsdale | -41.1667 | 147.5167 | Australia | AU | AUS | Tasmania |  | 2373 | 1036807079
Scranton, Pennsylvania, United States | Scranton | Scranton | 41.4044 | -75.6649 | United States | US | USA | Pennsylvania |  | 384250 | 1840003389
Scriba, New York, United States | Scriba | Scriba | 43.4599 | -76.4186 | United States | US | USA | New York |  | 6616 | 1840058482
Scugog, Ontario, Canada | Scugog | Scugog | 44.09 | -78.936 | Canada | CA | CAN | Ontario |  | 21617 | 1124000741
Scunthorpe, North Lincolnshire, United Kingdom | Scunthorpe | Scunthorpe | 53.5809 | -0.6502 | United Kingdom | GB | GBR | North Lincolnshire |  | 82334 | 1826817883
Sea Cliff, New York, United States | Sea Cliff | Sea Cliff | 40.8441 | -73.6442 | United States | US | USA | New York |  | 5020 | 1840005326
Seabrook, Maryland, United States | Seabrook | Seabrook | 38.9802 | -76.8502 | United States | US | USA | Maryland |  | 18345 | 1840024547
Seabrook, Texas, United States | Seabrook | Seabrook | 29.5751 | -95.0236 | United States | US | USA | Texas |  | 14149 | 1840022197
Seabrook, New Hampshire, United States | Seabrook | Seabrook | 42.887 | -70.8613 | United States | US | USA | New Hampshire |  | 8846 | 1840055531
Seacombe, Wirral, United Kingdom | Seacombe | Seacombe | 53.409 | -3.029 | United Kingdom | GB | GBR | Wirral |  | 15387 | 1826216139
Seacroft, Leeds, United Kingdom | Seacroft | Seacroft | 53.8222 | -1.4599 | United Kingdom | GB | GBR | Leeds |  | 14246 | 1826045634
Seaford, New York, United States | Seaford | Seaford | 40.6678 | -73.4922 | United States | US | USA | New York |  | 15113 | 1840005275
Seaford, East Sussex, United Kingdom | Seaford | Seaford | 50.77 | 0.1 | United Kingdom | GB | GBR | East Sussex |  | 23463 | 1826426946
Seaford, Delaware, United States | Seaford | Seaford | 38.6538 | -75.611 | United States | US | USA | Delaware |  | 8013 | 1840006071
Seagoville, Texas, United States | Seagoville | Seagoville | 32.653 | -96.5455 | United States | US | USA | Texas |  | 16861 | 1840022054
Seaham, Durham, United Kingdom | Seaham | Seaham | 54.84 | -1.34 | United Kingdom | GB | GBR | Durham |  | 20172 | 1826110918
Seal Beach, California, United States | Seal Beach | Seal Beach | 33.7542 | -118.0714 | United States | US | USA | California |  | 23896 | 1840021965
Sealy, Texas, United States | Sealy | Sealy | 29.7676 | -96.1679 | United States | US | USA | Texas |  | 5957 | 1840022209
Searcy, Arkansas, United States | Searcy | Searcy | 35.2418 | -91.7351 | United States | US | USA | Arkansas |  | 26889 | 1840015429
Seasalter, Kent, United Kingdom | Seasalter | Seasalter | 51.3456 | 0.9981 | United Kingdom | GB | GBR | Kent |  | 7967 | 1826765773
Seaside, California, United States | Seaside | Seaside | 36.6224 | -121.8191 | United States | US | USA | California |  | 116720 | 1840021634
Seaside, Oregon, United States | Seaside | Seaside | 45.9889 | -123.9214 | United States | US | USA | Oregon |  | 9060 | 1840021182
SeaTac, Washington, United States | SeaTac | SeaTac | 47.4444 | -122.2986 | United States | US | USA | Washington |  | 29044 | 1840021116
Seaton, Devon, United Kingdom | Seaton | Seaton | 50.705 | -3.078 | United Kingdom | GB | GBR | Devon |  | 8413 | 1826695306
Seaton Carew, Hartlepool, United Kingdom | Seaton Carew | Seaton Carew | 54.6628 | -1.1888 | United Kingdom | GB | GBR | Hartlepool |  | 6018 | 1826230025
Seattle, Washington, United States | Seattle | Seattle | 47.6211 | -122.3244 | United States | US | USA | Washington |  | 3789215 | 1840021117
Sebastian, Florida, United States | Sebastian | Sebastian | 27.7882 | -80.4813 | United States | US | USA | Florida |  | 26118 | 1840015984
Sebastopol, California, United States | Sebastopol | Sebastopol | 38.4001 | -122.8276 | United States | US | USA | California |  | 7674 | 1840021489
Sebba, Sahel, Burkina Faso | Sebba | Sebba | 13.4364 | 0.5304 | Burkina Faso | BF | BFA | Sahel | minor | 3273 | 1854960093
Sebezh, Pskovskaya Oblast’, Russia | Sebezh | Sebezh | 56.2833 | 28.4833 | Russia | RU | RUS | Pskovskaya Oblast’ | minor | 5401 | 1643427849
Sebiş, Arad, Romania | Sebiş | Sebis | 46.3728 | 22.1294 | Romania | RO | ROU | Arad |  | 5979 | 1642914416
Sebnitz, Saxony, Germany | Sebnitz | Sebnitz | 50.9667 | 14.2833 | Germany | DE | DEU | Saxony |  | 9432 | 1276466123
Sebring, Florida, United States | Sebring | Sebring | 27.477 | -81.453 | United States | US | USA | Florida |  | 62250 | 1840015986
Sečanj, Sečanj, Serbia | Sečanj | Secanj | 45.3667 | 20.7725 | Serbia | RS | SRB | Sečanj | admin |  | 1688905613
Secaucus, New Jersey, United States | Secaucus | Secaucus | 40.781 | -74.0659 | United States | US | USA | New Jersey |  | 21893 | 1840001033
Sechelt, British Columbia, Canada | Sechelt | Sechelt | 49.4742 | -123.7542 | Canada | CA | CAN | British Columbia |  | 10200 | 1124845591
Sechura, Piura, Peru | Sechura | Sechura | -5.5576 | -80.8223 | Peru | PE | PER | Piura |  | 32144 | 1604728914
Sečovce, Košický, Slovakia | Sečovce | Secovce | 48.7 | 21.65 | Slovakia | SK | SVK | Košický |  | 8441 | 1703206081
Secunderābād, Telangana, India | Secunderābād | Secunderabad | 17.45 | 78.5 | India | IN | IND | Telangana |  | 213698 | 1356779437
Security-Widefield, Colorado, United States | Security-Widefield | Security-Widefield | 38.7489 | -104.7142 | United States | US | USA | Colorado |  | 38134 | 1840074635
Sedalia, Missouri, United States | Sedalia | Sedalia | 38.7042 | -93.2351 | United States | US | USA | Missouri |  | 26473 | 1840009724
Sedeh Lanjān, Eşfahān, Iran | Sedeh Lanjān | Sedeh Lanjan | 32.3778 | 51.3181 | Iran | IR | IRN | Eşfahān |  | 17335 | 1364171855
Sederot, Southern, Israel | Sederot | Sederot | 31.5261 | 34.5939 | Israel | IL | ISR | Southern |  | 23090 | 1376365217
Sedgefield, Durham, United Kingdom | Sedgefield | Sedgefield | 54.65 | -1.45 | United Kingdom | GB | GBR | Durham |  | 5211 | 1826637871
Sedgley, Dudley, United Kingdom | Sedgley | Sedgley | 52.54 | -2.123 | United Kingdom | GB | GBR | Dudley |  | 12087 | 1826101730
Sédhiou, Sédhiou, Senegal | Sédhiou | Sedhiou | 12.7081 | -15.5569 | Senegal | SN | SEN | Sédhiou | admin |  | 1686107428
Sedlčany, Středočeský Kraj, Czechia | Sedlčany | Sedlcany | 49.6606 | 14.4267 | Czechia | CZ | CZE | Středočeský Kraj |  | 7029 | 1203219771
Sedona, Arizona, United States | Sedona | Sedona | 34.8574 | -111.7951 | United States | US | USA | Arizona |  | 6969 | 1840021584
Sedro-Woolley, Washington, United States | Sedro-Woolley | Sedro-Woolley | 48.5112 | -122.2321 | United States | US | USA | Washington |  | 12072 | 1840021066
Seekonk, Massachusetts, United States | Seekonk | Seekonk | 41.8379 | -71.3174 | United States | US | USA | Massachusetts |  | 15210 | 1840053523
Seelow, Brandenburg, Germany | Seelow | Seelow | 52.5167 | 14.3831 | Germany | DE | DEU | Brandenburg | minor | 5426 | 1276427518
Seelze, Lower Saxony, Germany | Seelze | Seelze | 52.3961 | 9.5981 | Germany | DE | DEU | Lower Saxony |  | 34442 | 1276781689
Seesen, Lower Saxony, Germany | Seesen | Seesen | 51.8931 | 10.1783 | Germany | DE | DEU | Lower Saxony |  | 19340 | 1276914120
Seferhisar, İzmir, Turkey | Seferhisar | Seferhisar | 38.1975 | 26.8388 | Turkey | TR | TUR | İzmir | minor | 44526 | 1792680946
Seffner, Florida, United States | Seffner | Seffner | 27.9981 | -82.2735 | United States | US | USA | Florida |  | 8786 | 1840014153
Sefrou, Fès-Meknès, Morocco | Sefrou | Sefrou | 33.83 | -4.83 | Morocco | MA | MAR | Fès-Meknès |  | 79887 | 1504820285
Sefwi Wiawso, Western, Ghana | Sefwi Wiawso | Sefwi Wiawso | 6.2058 | -2.4894 | Ghana | GH | GHA | Western | admin |  | 1288994228
Segarcea, Dolj, Romania | Segarcea | Segarcea | 44.0919 | 23.7334 | Romania | RO | ROU | Dolj |  | 7019 | 1642618558
Segezha, Kareliya, Russia | Segezha | Segezha | 63.7415 | 34.3222 | Russia | RU | RUS | Kareliya |  | 26666 | 1643971245
Ségou, Ségou, Mali | Ségou | Segou | 13.45 | -6.2667 | Mali | ML | MLI | Ségou | admin | 133501 | 1466684950
Séguéla, Woroba, Côte D’Ivoire | Séguéla | Seguela | 7.9611 | -6.6731 | Côte D’Ivoire | CI | CIV | Woroba | admin | 51157 | 1384639807
Seguin, Texas, United States | Seguin | Seguin | 29.5889 | -97.9671 | United States | US | USA | Texas |  | 28735 | 1840022214
Sehnde, Lower Saxony, Germany | Sehnde | Sehnde | 52.3161 | 9.9642 | Germany | DE | DEU | Lower Saxony |  | 23389 | 1276201782
Seinäjoki, Etelä-Pohjanmaa, Finland | Seinäjoki | Seinajoki | 62.7903 | 22.8403 | Finland | FI | FIN | Etelä-Pohjanmaa | admin | 61530 | 1246118146
Seini, Maramureş, Romania | Seini | Seini | 47.7478 | 23.2853 | Romania | RO | ROU | Maramureş |  | 8987 | 1642934911
Sejong, Sejong, Korea, South | Sejong | Sejong | 36.6092 | 127.2919 | Korea, South | KR | KOR | Sejong | admin |  | 1410002592
Şəki, Şəki, Azerbaijan | Şəki | Saki | 41.1919 | 47.1706 | Azerbaijan | AZ | AZE | Şəki | admin | 68360 | 1031619846
Sekigahara, Gifu, Japan | Sekigahara | Sekigahara | 35.3653 | 136.4672 | Japan | JP | JPN | Gifu |  | 6848 | 1392983834
Sekimachi, Gifu, Japan | Sekimachi | Sekimachi | 35.4958 | 136.9178 | Japan | JP | JPN | Gifu |  | 86698 | 1392926688
Sekimachi, Kumamoto, Japan | Sekimachi | Sekimachi | 33.0617 | 130.5414 | Japan | JP | JPN | Kumamoto |  | 9100 | 1392125733
Sekondi, Western, Ghana | Sekondi | Sekondi | 4.9433 | -1.704 | Ghana | GH | GHA | Western | admin | 286248 | 1288186231
Selah, Washington, United States | Selah | Selah | 46.6482 | -120.539 | United States | US | USA | Washington |  | 8087 | 1840021149
Selb, Bavaria, Germany | Selb | Selb | 50.1667 | 12.1333 | Germany | DE | DEU | Bavaria |  | 15128 | 1276030522
Selby, North Yorkshire, United Kingdom | Selby | Selby | 53.7818 | -1.0703 | United Kingdom | GB | GBR | North Yorkshire |  | 14731 | 1826504320
Selçuk, İzmir, Turkey | Selçuk | Selcuk | 37.95 | 27.3667 | Turkey | TR | TUR | İzmir | minor | 36360 | 1792359915
Selden, New York, United States | Selden | Selden | 40.8699 | -73.0462 | United States | US | USA | New York |  | 19770 | 1840005093
Selfoss, Suðurland, Iceland | Selfoss | Selfoss | 63.9322 | -21.0002 | Iceland | IS | ISL | Suðurland |  | 6878 | 1352214400
Sélibaby, Guidimaka, Mauritania | Sélibaby | Selibaby | 15.167 | -12.1833 | Mauritania | MR | MRT | Guidimaka | admin | 460 | 1478575433
Selibe Phikwe, Selibe Phikwe, Botswana | Selibe Phikwe | Selibe Phikwe | -21.9667 | 27.9167 | Botswana | BW | BWA | Selibe Phikwe | admin | 49724 | 1072308184
Seligenstadt, Hesse, Germany | Seligenstadt | Seligenstadt | 50.0441 | 8.9753 | Germany | DE | DEU | Hesse |  | 21293 | 1276356108
Selinsgrove, Pennsylvania, United States | Selinsgrove | Selinsgrove | 40.8003 | -76.8647 | United States | US | USA | Pennsylvania |  | 5902 | 1840002799
Selkirk, Manitoba, Canada | Selkirk | Selkirk | 50.1436 | -96.8839 | Canada | CA | CAN | Manitoba |  | 10278 | 1124499880
Selkirk, Scottish Borders, The, United Kingdom | Selkirk | Selkirk | 55.55 | -2.84 | United Kingdom | GB | GBR | Scottish Borders, The |  | 5784 | 1826863244
Sellersburg, Indiana, United States | Sellersburg | Sellersburg | 38.4028 | -85.7706 | United States | US | USA | Indiana |  | 8908 | 1840010786
Selm, North Rhine-Westphalia, Germany | Selm | Selm | 51.6833 | 7.4833 | Germany | DE | DEU | North Rhine-Westphalia |  | 26011 | 1276238006
Selma, California, United States | Selma | Selma | 36.5715 | -119.6143 | United States | US | USA | California |  | 44703 | 1840021567
Selma, Alabama, United States | Selma | Selma | 32.4166 | -87.0336 | United States | US | USA | Alabama |  | 19775 | 1840008329
Selma, Texas, United States | Selma | Selma | 29.5866 | -98.3133 | United States | US | USA | Texas |  | 11132 | 1840022221
Selma, North Carolina, United States | Selma | Selma | 35.5436 | -78.2954 | United States | US | USA | North Carolina |  | 7101 | 1840017794
Selnica ob Dravi, Selnica ob Dravi, Slovenia | Selnica ob Dravi | Selnica ob Dravi | 46.55 | 15.495 | Slovenia | SI | SVN | Selnica ob Dravi | admin |  | 1705864774
Selouane, Oriental, Morocco | Selouane | Selouane | 35.0708 | -2.9392 | Morocco | MA | MAR | Oriental |  | 21570 | 1504039594
Selsey, West Sussex, United Kingdom | Selsey | Selsey | 50.735 | -0.7898 | United Kingdom | GB | GBR | West Sussex |  | 10737 | 1826710788
Selston, Nottinghamshire, United Kingdom | Selston | Selston | 53.07 | -1.3 | United Kingdom | GB | GBR | Nottinghamshire |  | 12596 | 1826087105
Seltso, Bryanskaya Oblast’, Russia | Seltso | Seltso | 53.3694 | 34.1 | Russia | RU | RUS | Bryanskaya Oblast’ |  | 16554 | 1643772327
Selwyn, Ontario, Canada | Selwyn | Selwyn | 44.4167 | -78.3333 | Canada | CA | CAN | Ontario |  | 17060 | 1124000937
Selydove, Donets’ka Oblast’, Ukraine | Selydove | Selydove | 48.15 | 37.3 | Ukraine | UA | UKR | Donets’ka Oblast’ |  | 23793 | 1804092732
Semarang, Jawa Tengah, Indonesia | Semarang | Semarang | -6.9667 | 110.4167 | Indonesia | ID | IDN | Jawa Tengah | admin | 1621384 | 1360745537
Sembabule, Sembabule, Uganda | Sembabule | Sembabule | -0.0772 | 31.4567 | Uganda | UG | UGA | Sembabule | admin |  | 1800497536
Sémbé, Sangha, Congo (Brazzaville) | Sémbé | Sembe | 1.6404 | 14.58 | Congo (Brazzaville) | CG | COG | Sangha |  | 9679 | 1178118997
Semënov, Nizhegorodskaya Oblast’, Russia | Semënov | Semenov | 56.8 | 44.5 | Russia | RU | RUS | Nizhegorodskaya Oblast’ |  | 24400 | 1643525669
Semera, Āfar, Ethiopia | Semera | Semera | 11.7956 | 41.0086 | Ethiopia | ET | ETH | Āfar | admin |  | 1231617820
Semey, Shyghys Qazaqstan, Kazakhstan | Semey | Semey | 50.4111 | 80.2275 | Kazakhstan | KZ | KAZ | Shyghys Qazaqstan |  | 340000 | 1398405657
Semič, Semič, Slovenia | Semič | Semic | 45.6461 | 15.1822 | Slovenia | SI | SVN | Semič | admin |  | 1705653513
Semikarakorsk, Rostovskaya Oblast’, Russia | Semikarakorsk | Semikarakorsk | 47.5167 | 40.8 | Russia | RU | RUS | Rostovskaya Oblast’ | minor | 22030 | 1643808895
Semiluki, Voronezhskaya Oblast’, Russia | Semiluki | Semiluki | 51.6833 | 39.0333 | Russia | RU | RUS | Voronezhskaya Oblast’ |  | 26732 | 1643299650
Semily, Liberecký Kraj, Czechia | Semily | Semily | 50.602 | 15.3356 | Czechia | CZ | CZE | Liberecký Kraj |  | 8353 | 1203493915
Seminole, Florida, United States | Seminole | Seminole | 27.8435 | -82.7839 | United States | US | USA | Florida |  | 18838 | 1840015978
Seminole, Texas, United States | Seminole | Seminole | 32.7208 | -102.6503 | United States | US | USA | Texas |  | 7871 | 1840022061
Seminole, Oklahoma, United States | Seminole | Seminole | 35.2346 | -96.65 | United States | US | USA | Oklahoma |  | 5577 | 1840021776
Semīrom, Eşfahān, Iran | Semīrom | Semirom | 31.4142 | 51.5694 | Iran | IR | IRN | Eşfahān | minor | 26260 | 1364089259
Şəmkir, Şəmkir, Azerbaijan | Şəmkir | Samkir | 40.8564 | 46.0172 | Azerbaijan | AZ | AZE | Şəmkir | admin | 40600 | 1031776445
Semmes, Alabama, United States | Semmes | Semmes | 30.7941 | -88.2358 | United States | US | USA | Alabama |  | 5594 | 1840027491
Semnān, Semnān, Iran | Semnān | Semnan | 35.5833 | 53.3833 | Iran | IR | IRN | Semnān | admin | 153680 | 1364417512
Šempeter pri Gorici, Šempeter-Vrtojba, Slovenia | Šempeter pri Gorici | Sempeter pri Gorici | 45.9283 | 13.6378 | Slovenia | SI | SVN | Šempeter-Vrtojba | admin |  | 1705397569
Sen Monorom, Mondolkiri, Cambodia | Sen Monorom | Sen Monorom | 12.45 | 107.2 | Cambodia | KH | KHM | Mondolkiri | admin | 7500 | 1116978997
Sen‘afe, Debub, Eritrea | Sen‘afe | Sen`afe | 14.7 | 39.4167 | Eritrea | ER | ERI | Debub |  | 6831 | 1232846614
Sena Madureira, Acre, Brazil | Sena Madureira | Sena Madureira | -9.07 | -68.67 | Brazil | BR | BRA | Acre |  | 26192 | 1076899075
Senak’i, Samegrelo-Zemo Svaneti, Georgia | Senak’i | Senak'i | 42.2689 | 42.0678 | Georgia | GE | GEO | Samegrelo-Zemo Svaneti | minor | 21596 | 1268594062
Senanga, Western, Zambia | Senanga | Senanga | -16.1196 | 23.27 | Zambia | ZM | ZMB | Western |  | 10005 | 1894742251
Senatobia, Mississippi, United States | Senatobia | Senatobia | 34.6081 | -89.9762 | United States | US | USA | Mississippi |  | 6086 | 1840015545
Senboku, Akita, Japan | Senboku | Senboku | 39.7 | 140.7306 | Japan | JP | JPN | Akita |  | 25305 | 1392802025
Šenčur, Šenčur, Slovenia | Šenčur | Sencur | 46.2456 | 14.4197 | Slovenia | SI | SVN | Šenčur | admin |  | 1705968659
Sendai, Miyagi, Japan | Sendai | Sendai | 38.2683 | 140.8694 | Japan | JP | JPN | Miyagi | admin | 1058070 | 1392457903
Senden, Bavaria, Germany | Senden | Senden | 48.3167 | 10.0667 | Germany | DE | DEU | Bavaria |  | 22336 | 1276555386
Sendenhorst, North Rhine-Westphalia, Germany | Sendenhorst | Sendenhorst | 51.8439 | 7.8278 | Germany | DE | DEU | North Rhine-Westphalia |  | 13157 | 1276094140
Senec, Bratislavský, Slovakia | Senec | Senec | 48.2189 | 17.3997 | Slovakia | SK | SVK | Bratislavský | minor | 19410 | 1703144516
Seneca, South Carolina, United States | Seneca | Seneca | 34.6815 | -82.9609 | United States | US | USA | South Carolina |  | 27439 | 1840015506
Seneca Falls, New York, United States | Seneca Falls | Seneca Falls | 42.9136 | -76.7904 | United States | US | USA | New York |  | 8774 | 1840058484
Senftenberg, Brandenburg, Germany | Senftenberg | Senftenberg | 51.5167 | 14.0167 | Germany | DE | DEU | Brandenburg | minor | 24275 | 1276241839
Sengiley, Ul’yanovskaya Oblast’, Russia | Sengiley | Sengiley | 53.9667 | 48.8 | Russia | RU | RUS | Ul’yanovskaya Oblast’ |  | 6405 | 1643154611
Senglea, Isla, Malta | Senglea | Senglea | 35.8875 | 14.5169 | Malta | MT | MLT | Isla | admin |  | 1470598185
Senhor do Bonfim, Bahia, Brazil | Senhor do Bonfim | Senhor do Bonfim | -10.4614 | -40.1894 | Brazil | BR | BRA | Bahia |  | 48471 | 1076513309
Senica, Trnavský, Slovakia | Senica | Senica | 48.6806 | 17.3667 | Slovakia | SK | SVK | Trnavský | minor | 20342 | 1703713928
Sennwald, Sankt Gallen, Switzerland | Sennwald | Sennwald | 47.2439 | 9.4768 | Switzerland | CH | CHE | Sankt Gallen |  | 5592 | 1756513022
Šenov, Moravskoslezský Kraj, Czechia | Šenov | Senov | 49.7931 | 18.3761 | Czechia | CZ | CZE | Moravskoslezský Kraj |  | 6393 | 1203368549
Sens, Bourgogne-Franche-Comté, France | Sens | Sens | 48.1975 | 3.2877 | France | FR | FRA | Bourgogne-Franche-Comté | minor | 25935 | 1250989326
Sensuntepeque, Cabañas, El Salvador | Sensuntepeque | Sensuntepeque | 13.88 | -88.63 | El Salvador | SV | SLV | Cabañas | admin | 26989 | 1222098918
Senta, Senta, Serbia | Senta | Senta | 45.9231 | 20.0731 | Serbia | RS | SRB | Senta | admin | 20302 | 1688368364
Šentilj, Šentilj, Slovenia | Šentilj | Sentilj | 46.6817 | 15.6481 | Slovenia | SI | SVN | Šentilj | admin |  | 1705840723
Šentjernej, Šentjernej, Slovenia | Šentjernej | Sentjernej | 45.84 | 15.3361 | Slovenia | SI | SVN | Šentjernej | admin |  | 1705329272
Šentjur, Šentjur, Slovenia | Šentjur | Sentjur | 46.2225 | 15.3973 | Slovenia | SI | SVN | Šentjur | admin |  | 1705076635
Šentrupert, Šentrupert, Slovenia | Šentrupert | Sentrupert | 45.9778 | 15.0956 | Slovenia | SI | SVN | Šentrupert | admin |  | 1705083565
Seogwipo, Jeju, Korea, South | Seogwipo | Seogwipo | 33.2497 | 126.56 | Korea, South | KR | KOR | Jeju |  | 153861 | 1410542763
Seoul, Seoul, Korea, South | Seoul | Seoul | 37.5833 | 127 | Korea, South | KR | KOR | Seoul | primary | 21794000 | 1410836482
Septemvri, Pazardzhik, Bulgaria | Septemvri | Septemvri | 42.2183 | 24.1237 | Bulgaria | BG | BGR | Pazardzhik | minor | 8813 | 1100764982
Sept-Îles, Quebec, Canada | Sept-Îles | Sept-Iles | 50.2167 | -66.3833 | Canada | CA | CAN | Quebec |  | 28534 | 1124406431
Sequim, Washington, United States | Sequim | Sequim | 48.0746 | -123.0944 | United States | US | USA | Washington |  | 22304 | 1840021076
Serafimovich, Volgogradskaya Oblast’, Russia | Serafimovich | Serafimovich | 49.5833 | 42.7333 | Russia | RU | RUS | Volgogradskaya Oblast’ |  | 8914 | 1643516718
Seraing, Wallonia, Belgium | Seraing | Seraing | 50.5986 | 5.5122 | Belgium | BE | BEL | Wallonia |  | 64270 | 1056627579
Serang, Banten, Indonesia | Serang | Serang | -6.12 | 106.1503 | Indonesia | ID | IDN | Banten | admin | 613356 | 1360329102
Serdar, Balkan, Turkmenistan | Serdar | Serdar | 38.9764 | 56.2758 | Turkmenistan | TM | TKM | Balkan |  | 89582 | 1795429041
Serdobsk, Penzenskaya Oblast’, Russia | Serdobsk | Serdobsk | 52.4667 | 44.2167 | Russia | RU | RUS | Penzenskaya Oblast’ |  | 32087 | 1643300629
Serebryansk, Shyghys Qazaqstan, Kazakhstan | Serebryansk | Serebryansk | 49.6999 | 83.4249 | Kazakhstan | KZ | KAZ | Shyghys Qazaqstan |  | 701 | 1398188434
Sered’, Trnavský, Slovakia | Sered’ | Sered' | 48.2833 | 17.7333 | Slovakia | SK | SVK | Trnavský |  | 15726 | 1703574353
Seremban, Negeri Sembilan, Malaysia | Seremban | Seremban | 2.7297 | 101.9381 | Malaysia | MY | MYS | Negeri Sembilan | admin | 419536 | 1458051507
Serere, Serere, Uganda | Serere | Serere | 1.518 | 33.4589 | Uganda | UG | UGA | Serere | admin |  | 1800171092
Sergach, Nizhegorodskaya Oblast’, Russia | Sergach | Sergach | 55.5333 | 45.4667 | Russia | RU | RUS | Nizhegorodskaya Oblast’ |  | 20269 | 1643460838
Sergeant Bluff, Iowa, United States | Sergeant Bluff | Sergeant Bluff | 42.3976 | -96.3517 | United States | US | USA | Iowa |  | 5127 | 1840009111
Sergeevka, Soltüstik Qazaqstan, Kazakhstan | Sergeevka | Sergeevka | 53.88 | 67.4158 | Kazakhstan | KZ | KAZ | Soltüstik Qazaqstan |  | 7344 | 1398880514
Sergiyev Posad, Moskovskaya Oblast’, Russia | Sergiyev Posad | Sergiyev Posad | 56.3 | 38.1333 | Russia | RU | RUS | Moskovskaya Oblast’ |  | 104579 | 1643900929
Serhetabat, Mary, Turkmenistan | Serhetabat | Serhetabat | 35.2833 | 62.35 | Turkmenistan | TM | TKM | Mary |  | 14940 | 1795236805
Seria, Belait, Brunei | Seria | Seria | 4.6142 | 114.3303 | Brunei | BN | BRN | Belait |  | 21082 | 1096351415
Serov, Sverdlovskaya Oblast’, Russia | Serov | Serov | 59.6 | 60.5667 | Russia | RU | RUS | Sverdlovskaya Oblast’ |  | 97762 | 1643278883
Serowe, Central, Botswana | Serowe | Serowe | -22.3833 | 26.7167 | Botswana | BW | BWA | Central | admin | 48573 | 1072708388
Serpa, Beja, Portugal | Serpa | Serpa | 37.9333 | -7.5833 | Portugal | PT | PRT | Beja | minor | 15623 | 1620464160
Serpukhov, Moskovskaya Oblast’, Russia | Serpukhov | Serpukhov | 54.9167 | 37.4 | Russia | RU | RUS | Moskovskaya Oblast’ |  | 125817 | 1643395657
Serra Azul, São Paulo, Brazil | Serra Azul | Serra Azul | -21.3108 | -47.5658 | Brazil | BR | BRA | São Paulo |  | 13216 | 1076292642
Serra Negra, São Paulo, Brazil | Serra Negra | Serra Negra | -22.6119 | -46.7008 | Brazil | BR | BRA | São Paulo |  | 28321 | 1076394760
Serravalle, Serravalle, San Marino | Serravalle | Serravalle | 43.9683 | 12.4811 | San Marino | SM | SMR | Serravalle | admin |  | 1674000000
Sérres, Kentrikí Makedonía, Greece | Sérres | Serres | 41.0833 | 23.55 | Greece | GR | GRC | Kentrikí Makedonía | minor | 58287 | 1300726987
Serrinha, Bahia, Brazil | Serrinha | Serrinha | -11.6642 | -39.0075 | Brazil | BR | BRA | Bahia |  | 56829 | 1076832200
Sertã, Castelo Branco, Portugal | Sertã | Serta | 39.8008 | -8.1003 | Portugal | PT | PRT | Castelo Branco | minor | 15880 | 1620976292
Sertãozinho, São Paulo, Brazil | Sertãozinho | Sertaozinho | -21.1378 | -47.99 | Brazil | BR | BRA | São Paulo |  | 120152 | 1076989194
Sertolovo, Leningradskaya Oblast’, Russia | Sertolovo | Sertolovo | 60.15 | 30.2 | Russia | RU | RUS | Leningradskaya Oblast’ |  | 54497 | 1643009710
Şərur, Şərur, Azerbaijan | Şərur | Sarur | 39.5544 | 44.9826 | Azerbaijan | AZ | AZE | Şərur | admin |  | 1031386825
Sesheke, Western, Zambia | Sesheke | Sesheke | -17.4806 | 24.3064 | Zambia | ZM | ZMB | Western |  | 20149 | 1894753767
Sesimbra, Setúbal, Portugal | Sesimbra | Sesimbra | 38.4437 | -9.0996 | Portugal | PT | PRT | Setúbal | minor | 49500 | 1620008532
Setana, Hokkaidō, Japan | Setana | Setana | 42.4169 | 139.8833 | Japan | JP | JPN | Hokkaidō |  | 7792 | 1392930105
Sète, Occitanie, France | Sète | Sete | 43.4053 | 3.6975 | France | FR | FRA | Occitanie |  | 43229 | 1250599370
Sete Barras, São Paulo, Brazil | Sete Barras | Sete Barras | -24.3878 | -47.9258 | Brazil | BR | BRA | São Paulo |  | 13144 | 1076515429
Sete Lagoas, Minas Gerais, Brazil | Sete Lagoas | Sete Lagoas | -19.4496 | -44.25 | Brazil | BR | BRA | Minas Gerais |  | 201334 | 1076863850
Sétif, Sétif, Algeria | Sétif | Setif | 36.19 | 5.41 | Algeria | DZ | DZA | Sétif | admin | 288461 | 1012981116
Seto, Aichi, Japan | Seto | Seto | 35.2167 | 137.0833 | Japan | JP | JPN | Aichi |  | 127653 | 1392028874
Settat, Casablanca-Settat, Morocco | Settat | Settat | 33.0023 | -7.6198 | Morocco | MA | MAR | Casablanca-Settat |  | 142250 | 1504720478
Setúbal, Setúbal, Portugal | Setúbal | Setubal | 38.5243 | -8.8926 | Portugal | PT | PRT | Setúbal | admin | 121185 | 1620174557
Sevastopol, Sevastopol’, Misto, Ukraine | Sevastopol | Sevastopol | 44.6 | 33.5333 | Ukraine | UA | UKR | Sevastopol’, Misto | admin | 428753 | 1804806030
Sevelen, Sankt Gallen, Switzerland | Sevelen | Sevelen | 47.1204 | 9.4857 | Switzerland | CH | CHE | Sankt Gallen |  | 5103 | 1756193090
Seven Corners, Virginia, United States | Seven Corners | Seven Corners | 38.8658 | -77.1445 | United States | US | USA | Virginia |  | 8576 | 1840006038
Seven Hills, Ohio, United States | Seven Hills | Seven Hills | 41.3805 | -81.6737 | United States | US | USA | Ohio |  | 11590 | 1840003411
Seven Oaks, South Carolina, United States | Seven Oaks | Seven Oaks | 34.0474 | -81.1434 | United States | US | USA | South Carolina |  | 15559 | 1840035850
Seven Pagodas, Tamil Nādu, India | Seven Pagodas | Seven Pagodas | 12.6227 | 80.1939 | India | IN | IND | Tamil Nādu |  | 15172 | 1356071916
Sevenoaks, Kent, United Kingdom | Sevenoaks | Sevenoaks | 51.2781 | 0.1874 | United Kingdom | GB | GBR | Kent |  | 29506 | 1826815474
Sever do Vouga, Aveiro, Portugal | Sever do Vouga | Sever do Vouga | 40.7167 | -8.3667 | Portugal | PT | PRT | Aveiro | minor | 12356 | 1620380173
Severance, Colorado, United States | Severance | Severance | 40.527 | -104.8642 | United States | US | USA | Colorado |  | 5478 | 1840022400
Severínia, São Paulo, Brazil | Severínia | Severinia | -20.8089 | -48.8028 | Brazil | BR | BRA | São Paulo |  | 16806 | 1076968616
Severn, Maryland, United States | Severn | Severn | 39.1355 | -76.6958 | United States | US | USA | Maryland |  | 50052 | 1840005925
Severn, Ontario, Canada | Severn | Severn | 44.75 | -79.5167 | Canada | CA | CAN | Ontario |  | 13477 | 1124489890
Severna Park, Maryland, United States | Severna Park | Severna Park | 39.087 | -76.5687 | United States | US | USA | Maryland |  | 38576 | 1840005926
Severnyy, Komi, Russia | Severnyy | Severnyy | 67.6083 | 64.1233 | Russia | RU | RUS | Komi |  | 11562 | 1643427677
Severobaykalsk, Buryatiya, Russia | Severobaykalsk | Severobaykalsk | 55.6333 | 109.3167 | Russia | RU | RUS | Buryatiya |  | 23365 | 1643130007
Severodvinsk, Arkhangel’skaya Oblast’, Russia | Severodvinsk | Severodvinsk | 64.5667 | 39.85 | Russia | RU | RUS | Arkhangel’skaya Oblast’ |  | 183996 | 1643427671
Severo-Kuril’sk, Sakhalinskaya Oblast’, Russia | Severo-Kuril’sk | Severo-Kuril'sk | 50.6833 | 156.1167 | Russia | RU | RUS | Sakhalinskaya Oblast’ |  | 2507 | 1643689971
Severomorsk, Murmanskaya Oblast’, Russia | Severomorsk | Severomorsk | 69.0692 | 33.4167 | Russia | RU | RUS | Murmanskaya Oblast’ |  | 51209 | 1643295687
Severouralsk, Sverdlovskaya Oblast’, Russia | Severouralsk | Severouralsk | 60.15 | 59.9333 | Russia | RU | RUS | Sverdlovskaya Oblast’ |  | 26543 | 1643560617
Seversk, Tomskaya Oblast’, Russia | Seversk | Seversk | 56.6 | 84.85 | Russia | RU | RUS | Tomskaya Oblast’ |  | 107922 | 1643818456
Sevierville, Tennessee, United States | Sevierville | Sevierville | 35.8873 | -83.5677 | United States | US | USA | Tennessee |  | 25557 | 1840015359
Sevilla, Andalusia, Spain | Sevilla | Sevilla | 37.3828 | -5.9731 | Spain | ES | ESP | Andalusia | admin | 1212045 | 1724991838
Seville, Ohio, United States | Seville | Seville | 41.0208 | -81.8671 | United States | US | USA | Ohio |  | 7812 | 1840011714
Sevlievo, Gabrovo, Bulgaria | Sevlievo | Sevlievo | 43.0258 | 25.1039 | Bulgaria | BG | BGR | Gabrovo |  | 25372 | 1100820915
Sevnica, Sevnica, Slovenia | Sevnica | Sevnica | 46.0092 | 15.3039 | Slovenia | SI | SVN | Sevnica | admin |  | 1705218575
Sevran, Île-de-France, France | Sevran | Sevran | 48.9333 | 2.5333 | France | FR | FRA | Île-de-France |  | 51016 | 1250179512
Sèvres, Île-de-France, France | Sèvres | Sevres | 48.8239 | 2.2117 | France | FR | FRA | Île-de-France |  | 23507 | 1250240744
Sevsk, Bryanskaya Oblast’, Russia | Sevsk | Sevsk | 52.15 | 34.4939 | Russia | RU | RUS | Bryanskaya Oblast’ |  | 6663 | 1643806776
Seward, Nebraska, United States | Seward | Seward | 40.9099 | -97.0957 | United States | US | USA | Nebraska |  | 6876 | 1840009356
Sewickley, Pennsylvania, United States | Sewickley | Sewickley | 40.2522 | -79.731 | United States | US | USA | Pennsylvania |  | 5808 | 1840149354
Seydi, Lebap, Turkmenistan | Seydi | Seydi | 39.4817 | 62.9136 | Turkmenistan | TM | TKM | Lebap |  | 20491 | 1795186775
Seyé, Yucatán, Mexico | Seyé | Seye | 20.8372 | -89.3719 | Mexico | MX | MEX | Yucatán | minor | 8369 | 1484902665
Seymour, Indiana, United States | Seymour | Seymour | 38.9476 | -85.891 | United States | US | USA | Indiana |  | 23598 | 1840009708
Seymour, Connecticut, United States | Seymour | Seymour | 41.381 | -73.0873 | United States | US | USA | Connecticut |  | 16522 | 1840035570
Seymour, Tennessee, United States | Seymour | Seymour | 35.8761 | -83.7742 | United States | US | USA | Tennessee |  | 10873 | 1840013386
Seymour, Victoria, Australia | Seymour | Seymour | -37.03 | 145.13 | Australia | AU | AUS | Victoria |  | 6327 | 1036919223
Sežana, Sežana, Slovenia | Sežana | Sezana | 45.7 | 13.85 | Slovenia | SI | SVN | Sežana | admin | 11842 | 1705079549
Sezimovo Ústí, Jihočeský Kraj, Czechia | Sezimovo Ústí | Sezimovo Usti | 49.3853 | 14.6848 | Czechia | CZ | CZE | Jihočeský Kraj |  | 7221 | 1203838425
Sfântu-Gheorghe, Covasna, Romania | Sfântu-Gheorghe | Sfantu-Gheorghe | 45.8636 | 25.7875 | Romania | RO | ROU | Covasna | admin | 56006 | 1642189178
Sfax, Sfax, Tunisia | Sfax | Sfax | 34.75 | 10.72 | Tunisia | TN | TUN | Sfax | admin | 453050 | 1788741658
Shache, Xinjiang, China | Shache | Shache | 38.4261 | 77.25 | China | CN | CHN | Xinjiang |  | 373492 | 1156278934
Shadrinsk, Kurganskaya Oblast’, Russia | Shadrinsk | Shadrinsk | 56.0833 | 63.6333 | Russia | RU | RUS | Kurganskaya Oblast’ |  | 75348 | 1643030252
Shady Hills, Florida, United States | Shady Hills | Shady Hills | 28.4042 | -82.5467 | United States | US | USA | Florida |  | 12435 | 1840029004
Shady Side, Maryland, United States | Shady Side | Shady Side | 38.8285 | -76.5211 | United States | US | USA | Maryland |  | 5839 | 1840005927
Shafter, California, United States | Shafter | Shafter | 35.4794 | -119.2013 | United States | US | USA | California |  | 21734 | 1840021735
Shaftesbury, Dorset, United Kingdom | Shaftesbury | Shaftesbury | 51.0059 | -2.1969 | United Kingdom | GB | GBR | Dorset |  | 7314 | 1826486861
Shagonar, Tyva, Russia | Shagonar | Shagonar | 51.5333 | 92.9 | Russia | RU | RUS | Tyva |  | 10995 | 1643785605
Shah Alam, Selangor, Malaysia | Shah Alam | Shah Alam | 3.0833 | 101.5333 | Malaysia | MY | MYS | Selangor | admin | 584340 | 1458194263
Shahe, Hebei, China | Shahe | Shahe | 36.8622 | 114.502 | China | CN | CHN | Hebei |  | 486329 | 1156690538
Shaḩḩāt, Al Jabal al Akhḑar, Libya | Shaḩḩāt | Shahhat | 32.8281 | 21.8622 | Libya | LY | LBY | Al Jabal al Akhḑar |  | 45000 | 1434402597
Shāhīn Dezh, Āz̄arbāyjān-e Gharbī, Iran | Shāhīn Dezh | Shahin Dezh | 36.6792 | 46.5667 | Iran | IR | IRN | Āz̄arbāyjān-e Gharbī | minor | 34204 | 1364208028
Shāhīn Shahr, Eşfahān, Iran | Shāhīn Shahr | Shahin Shahr | 32.8639 | 51.5475 | Iran | IR | IRN | Eşfahān | minor | 173329 | 1364921034
Shāhjānpur, Uttar Pradesh, India | Shāhjānpur | Shahjanpur | 27.8804 | 79.905 | India | IN | IND | Uttar Pradesh |  | 320434 | 1356415439
Shahr-e Jadīd-e Hashtgerd, Alborz, Iran | Shahr-e Jadīd-e Hashtgerd | Shahr-e Jadid-e Hashtgerd | 35.9825 | 50.7353 | Iran | IR | IRN | Alborz |  | 15619 | 1364951130
Shahr-e Kord, Chahār Maḩāl va Bakhtīārī, Iran | Shahr-e Kord | Shahr-e Kord | 32.3256 | 50.8644 | Iran | IR | IRN | Chahār Maḩāl va Bakhtīārī | admin | 159775 | 1364643377
Shahr-e Qods, Tehrān, Iran | Shahr-e Qods | Shahr-e Qods | 35.7214 | 51.1089 | Iran | IR | IRN | Tehrān | minor | 309605 | 1364272235
Shahreẕā, Eşfahān, Iran | Shahreẕā | Shahreza | 32.0089 | 51.8667 | Iran | IR | IRN | Eşfahān | minor | 134592 | 1364242660
Shahrīār, Tehrān, Iran | Shahrīār | Shahriar | 35.6597 | 51.0592 | Iran | IR | IRN | Tehrān | minor | 309607 | 1364482289
Shahrisabz, Qashqadaryo, Uzbekistan | Shahrisabz | Shahrisabz | 39.05 | 66.8333 | Uzbekistan | UZ | UZB | Qashqadaryo |  | 100300 | 1860513278
Shāhrūd, Semnān, Iran | Shāhrūd | Shahrud | 36.4167 | 55.0167 | Iran | IR | IRN | Semnān | minor | 150129 | 1364363854
Shakargarh, Punjab, Pakistan | Shakargarh | Shakargarh | 32.2628 | 75.1583 | Pakistan | PK | PAK | Punjab |  | 73160 | 1586086639
Shaker Heights, Ohio, United States | Shaker Heights | Shaker Heights | 41.4744 | -81.5496 | United States | US | USA | Ohio |  | 27027 | 1840003412
Shakhtarsk, Donets’ka Oblast’, Ukraine | Shakhtarsk | Shakhtarsk | 48.0333 | 38.4833 | Ukraine | UA | UKR | Donets’ka Oblast’ | minor | 49482 | 1804275296
Shakhtīnsk, Qaraghandy, Kazakhstan | Shakhtīnsk | Shakhtinsk | 49.71 | 72.5872 | Kazakhstan | KZ | KAZ | Qaraghandy |  | 37899 | 1398239589
Shakhty, Rostovskaya Oblast’, Russia | Shakhty | Shakhty | 47.7 | 40.2333 | Russia | RU | RUS | Rostovskaya Oblast’ |  | 235492 | 1643542365
Shakhunya, Nizhegorodskaya Oblast’, Russia | Shakhunya | Shakhunya | 57.6833 | 46.6 | Russia | RU | RUS | Nizhegorodskaya Oblast’ |  | 20049 | 1643622934
Shakopee, Minnesota, United States | Shakopee | Shakopee | 44.7744 | -93.4764 | United States | US | USA | Minnesota |  | 41570 | 1840008955
Shalaurova, Sakha (Yakutiya), Russia | Shalaurova | Shalaurova | 73.2204 | 143.1833 | Russia | RU | RUS | Sakha (Yakutiya) |  | 10 | 1643617349
Shaler, Pennsylvania, United States | Shaler | Shaler | 40.5229 | -79.9632 | United States | US | USA | Pennsylvania |  | 28324 | 1840150314
Shali, Chechnya, Russia | Shali | Shali | 43.15 | 45.9 | Russia | RU | RUS | Chechnya | minor | 53807 | 1643096920
Shalqar, Aqtöbe, Kazakhstan | Shalqar | Shalqar | 47.8333 | 59.6 | Kazakhstan | KZ | KAZ | Aqtöbe |  | 26574 | 1398440872
Shamokin, Pennsylvania, United States | Shamokin | Shamokin | 40.7883 | -76.555 | United States | US | USA | Pennsylvania |  | 28457 | 1840000849
Shamong, New Jersey, United States | Shamong | Shamong | 39.7781 | -74.7272 | United States | US | USA | New Jersey |  | 6415 | 1840081615
Shamva, Mashonaland Central, Zimbabwe | Shamva | Shamva | -17.3196 | 31.57 | Zimbabwe | ZW | ZWE | Mashonaland Central |  | 10317 | 1716210091
Shancheng, Shandong, China | Shancheng | Shancheng | 34.7904 | 116.08 | China | CN | CHN | Shandong |  | 74459 | 1156514157
Shanghai, Shanghai, China | Shanghai | Shanghai | 31.1667 | 121.4667 | China | CN | CHN | Shanghai | admin | 22120000 | 1156073548
Shangqiu, Henan, China | Shangqiu | Shangqiu | 34.4504 | 115.65 | China | CN | CHN | Henan |  | 1753000 | 1156805441
Shangrao, Jiangxi, China | Shangrao | Shangrao | 28.4419 | 117.9633 | China | CN | CHN | Jiangxi | minor | 6579714 | 1156405492
Shangzhi, Heilongjiang, China | Shangzhi | Shangzhi | 45.2116 | 127.962 | China | CN | CHN | Heilongjiang | minor | 585386 | 1156107332
Shangzhou, Shaanxi, China | Shangzhou | Shangzhou | 33.868 | 109.9244 | China | CN | CHN | Shaanxi |  | 2400000 | 1156091241
Shanhu, Zhejiang, China | Shanhu | Shanhu | 29.5908 | 120.8176 | China | CN | CHN | Zhejiang | minor | 679762 | 1156029691
Shanklin, Isle of Wight, United Kingdom | Shanklin | Shanklin | 50.631 | -1.1734 | United Kingdom | GB | GBR | Isle of Wight |  | 9072 | 1826746532
Shannon, Clare, Ireland | Shannon | Shannon | 52.7137 | -8.8686 | Ireland | IE | IRL | Clare |  | 8781 | 1372328164
Shannon, Quebec, Canada | Shannon | Shannon | 46.8833 | -71.5167 | Canada | CA | CAN | Quebec |  | 5086 | 1124440867
Shanor-Northvue, Pennsylvania, United States | Shanor-Northvue | Shanor-Northvue | 40.9104 | -79.9157 | United States | US | USA | Pennsylvania |  | 5107 | 1840035235
Shāntipur, West Bengal, India | Shāntipur | Shantipur | 23.25 | 88.43 | India | IN | IND | West Bengal |  | 151777 | 1356584320
Shantou, Guangdong, China | Shantou | Shantou | 23.3735 | 116.6941 | China | CN | CHN | Guangdong | minor | 5319028 | 1156457499
Shanwei, Guangdong, China | Shanwei | Shanwei | 22.7664 | 115.3331 | China | CN | CHN | Guangdong | minor | 2990000 | 1156939010
Shaoguan, Guangdong, China | Shaoguan | Shaoguan | 24.8011 | 113.5927 | China | CN | CHN | Guangdong | minor | 2997600 | 1156617066
Shaoshanzhan, Hunan, China | Shaoshanzhan | Shaoshanzhan | 27.91 | 112.48 | China | CN | CHN | Hunan |  | 86036 | 1156109964
Shaowu, Fujian, China | Shaowu | Shaowu | 27.3417 | 117.4869 | China | CN | CHN | Fujian | minor | 278000 | 1156978131
Shaoxing, Zhejiang, China | Shaoxing | Shaoxing | 30 | 120.5833 | China | CN | CHN | Zhejiang | minor | 4912239 | 1156893449
Shaoyang, Hunan, China | Shaoyang | Shaoyang | 27.2418 | 111.4725 | China | CN | CHN | Hunan |  | 7071000 | 1156310366
Shaoyang, Jiangsu, China | Shaoyang | Shaoyang | 32.9387 | 119.8404 | China | CN | CHN | Jiangsu | minor | 1253548 | 1156668366
Shaqlāwah, Arbīl, Iraq | Shaqlāwah | Shaqlawah | 36.3964 | 44.3436 | Iraq | IQ | IRQ | Arbīl | minor | 25000 | 1368884610
Shar, Shyghys Qazaqstan, Kazakhstan | Shar | Shar | 49.6003 | 81.0549 | Kazakhstan | KZ | KAZ | Shyghys Qazaqstan |  | 9087 | 1398393299
Sharan, Paktīkā, Afghanistan | Sharan | Sharan | 33.1757 | 68.7304 | Afghanistan | AF | AFG | Paktīkā | admin |  | 1004273142
Sharbaqty, Pavlodar, Kazakhstan | Sharbaqty | Sharbaqty | 52.4999 | 78.1499 | Kazakhstan | KZ | KAZ | Pavlodar |  | 107 | 1398705015
Sharg‘un, Surxondaryo, Uzbekistan | Sharg‘un | Sharg`un | 38.46 | 67.9669 | Uzbekistan | UZ | UZB | Surxondaryo |  | 10716 | 1860470094
Sharhorod, Vinnyts’ka Oblast’, Ukraine | Sharhorod | Sharhorod | 48.75 | 28.0833 | Ukraine | UA | UKR | Vinnyts’ka Oblast’ | minor | 7029 | 1804714771
Shariff Aguak, Maguindanao, Philippines | Shariff Aguak | Shariff Aguak | 6.8647 | 124.4417 | Philippines | PH | PHL | Maguindanao | admin |  | 1608346338
Sharjah, Ash Shāriqah, United Arab Emirates | Sharjah | Sharjah | 25.3575 | 55.3919 | United Arab Emirates | AE | ARE | Ash Shāriqah | admin | 1400000 | 1784152993
Sharon, Massachusetts, United States | Sharon | Sharon | 42.1085 | -71.183 | United States | US | USA | Massachusetts |  | 18400 | 1840053557
Sharon, Pennsylvania, United States | Sharon | Sharon | 41.234 | -80.4997 | United States | US | USA | Pennsylvania |  | 12933 | 1840003441
Sharon Hill, Pennsylvania, United States | Sharon Hill | Sharon Hill | 39.9075 | -75.2678 | United States | US | USA | Pennsylvania |  | 5689 | 1840000711
Sharonville, Ohio, United States | Sharonville | Sharonville | 39.2825 | -84.4071 | United States | US | USA | Ohio |  | 13684 | 1840001613
Shārūnah, Al Minyā, Egypt | Shārūnah | Sharunah | 28.5667 | 30.85 | Egypt | EG | EGY | Al Minyā |  | 22221 | 1818302173
Sharya, Kostromskaya Oblast’, Russia | Sharya | Sharya | 58.3667 | 45.5 | Russia | RU | RUS | Kostromskaya Oblast’ |  | 23976 | 1643446883
Sharypovo, Krasnoyarskiy Kray, Russia | Sharypovo | Sharypovo | 55.525 | 89.2 | Russia | RU | RUS | Krasnoyarskiy Kray |  | 37136 | 1643451385
Shashemenē, Oromīya, Ethiopia | Shashemenē | Shashemene | 7.2004 | 38.59 | Ethiopia | ET | ETH | Oromīya |  | 114350 | 1231110370
Shashi, Hubei, China | Shashi | Shashi | 30.32 | 112.23 | China | CN | CHN | Hubei |  | 520000 | 1156254380
Shasta Lake, California, United States | Shasta Lake | Shasta Lake | 40.679 | -122.3775 | United States | US | USA | California |  | 10413 | 1840021349
Shatsk, Ryazanskaya Oblast’, Russia | Shatsk | Shatsk | 54.0333 | 41.7 | Russia | RU | RUS | Ryazanskaya Oblast’ |  | 5935 | 1643778417
Shatura, Moskovskaya Oblast’, Russia | Shatura | Shatura | 55.5667 | 39.5333 | Russia | RU | RUS | Moskovskaya Oblast’ |  | 33222 | 1643976065
Shaw Heights, Colorado, United States | Shaw Heights | Shaw Heights | 39.8566 | -105.039 | United States | US | USA | Colorado |  | 5459 | 1840028586
Shawangunk, New York, United States | Shawangunk | Shawangunk | 41.6335 | -74.2654 | United States | US | USA | New York |  | 14030 | 1840087908
Shawano, Wisconsin, United States | Shawano | Shawano | 44.7748 | -88.5843 | United States | US | USA | Wisconsin |  | 10107 | 1840002266
Shawinigan, Quebec, Canada | Shawinigan | Shawinigan | 46.5667 | -72.75 | Canada | CA | CAN | Quebec |  | 50060 | 1124441118
Shawnee, Kansas, United States | Shawnee | Shawnee | 39.0158 | -94.8076 | United States | US | USA | Kansas |  | 65807 | 1840001641
Shawnee, Oklahoma, United States | Shawnee | Shawnee | 35.3529 | -96.965 | United States | US | USA | Oklahoma |  | 36067 | 1840021785
Shchastia, Luhans’ka Oblast’, Ukraine | Shchastia | Shchastia | 48.7381 | 39.2311 | Ukraine | UA | UKR | Luhans’ka Oblast’ |  | 12629 | 1804786776
Shchëkino, Tul’skaya Oblast’, Russia | Shchëkino | Shchekino | 54.0143 | 37.5143 | Russia | RU | RUS | Tul’skaya Oblast’ |  | 86088 | 1643062876
Shchelkovo, Moskovskaya Oblast’, Russia | Shchelkovo | Shchelkovo | 55.9167 | 38 | Russia | RU | RUS | Moskovskaya Oblast’ |  | 125634 | 1643006516
Shchigry, Kurskaya Oblast’, Russia | Shchigry | Shchigry | 51.8811 | 36.9031 | Russia | RU | RUS | Kurskaya Oblast’ |  | 15292 | 1643401048
Shcholkine, Krym, Avtonomna Respublika, Ukraine | Shcholkine | Shcholkine | 45.4236 | 35.8186 | Ukraine | UA | UKR | Krym, Avtonomna Respublika |  | 10593 | 1804743398
Shchūchīnsk, Aqmola, Kazakhstan | Shchūchīnsk | Shchuchinsk | 52.9333 | 70.2 | Kazakhstan | KZ | KAZ | Aqmola |  | 45004 | 1398291807
Shchuchye, Kurganskaya Oblast’, Russia | Shchuchye | Shchuchye | 55.2167 | 62.7667 | Russia | RU | RUS | Kurganskaya Oblast’ |  | 9711 | 1643139853
Shebekino, Belgorodskaya Oblast’, Russia | Shebekino | Shebekino | 50.4167 | 36.9 | Russia | RU | RUS | Belgorodskaya Oblast’ |  | 42465 | 1643443268
Sheboygan, Wisconsin, United States | Sheboygan | Sheboygan | 43.7403 | -87.7316 | United States | US | USA | Wisconsin |  | 69393 | 1840002628
Sheboygan Falls, Wisconsin, United States | Sheboygan Falls | Sheboygan Falls | 43.729 | -87.8266 | United States | US | USA | Wisconsin |  | 7926 | 1840002629
Shediac, New Brunswick, Canada | Shediac | Shediac | 46.2167 | -64.5333 | Canada | CA | CAN | New Brunswick |  | 6664 | 1124770042
Sheerness, Kent, United Kingdom | Sheerness | Sheerness | 51.441 | 0.76 | United Kingdom | GB | GBR | Kent |  | 11938 | 1826263896
Shefar‘am, Northern, Israel | Shefar‘am | Shefar`am | 32.8056 | 35.1694 | Israel | IL | ISR | Northern |  | 41600 | 1376191471
Sheffield, Sheffield, United Kingdom | Sheffield | Sheffield | 53.3833 | -1.4667 | United Kingdom | GB | GBR | Sheffield |  | 685368 | 1826289852
Sheffield, Alabama, United States | Sheffield | Sheffield | 34.757 | -87.6977 | United States | US | USA | Alabama |  | 8901 | 1840015537
Sheffield Lake, Ohio, United States | Sheffield Lake | Sheffield Lake | 41.4884 | -82.0978 | United States | US | USA | Ohio |  | 8916 | 1840000647
Shekhupura, Punjab, Pakistan | Shekhupura | Shekhupura | 31.7083 | 74 | Pakistan | PK | PAK | Punjab | minor | 411834 | 1586291726
Shelburne, Ontario, Canada | Shelburne | Shelburne | 44.0833 | -80.2 | Canada | CA | CAN | Ontario |  | 8126 | 1124470888
Shelburne, Vermont, United States | Shelburne | Shelburne | 44.3905 | -73.2413 | United States | US | USA | Vermont |  | 7728 | 1840071299
Shelby, North Carolina, United States | Shelby | Shelby | 35.2904 | -81.5451 | United States | US | USA | North Carolina |  | 26973 | 1840015426
Shelby, Ohio, United States | Shelby | Shelby | 40.8847 | -82.6578 | United States | US | USA | Ohio |  | 9019 | 1840009369
Shelby, New York, United States | Shelby | Shelby | 43.1738 | -78.3868 | United States | US | USA | New York |  | 5110 | 1840087909
Shelbyville, Kentucky, United States | Shelbyville | Shelbyville | 38.2069 | -85.2293 | United States | US | USA | Kentucky |  | 24351 | 1840015205
Shelbyville, Tennessee, United States | Shelbyville | Shelbyville | 35.4987 | -86.4516 | United States | US | USA | Tennessee |  | 21741 | 1840015412
Shelbyville, Indiana, United States | Shelbyville | Shelbyville | 39.535 | -85.7792 | United States | US | USA | Indiana |  | 21028 | 1840009561
Sheldon, Solihull, United Kingdom | Sheldon | Sheldon | 52.45 | -1.7666 | United Kingdom | GB | GBR | Solihull |  | 21817 | 1826299810
Shelekhov, Irkutskaya Oblast’, Russia | Shelekhov | Shelekhov | 52.2 | 104.1 | Russia | RU | RUS | Irkutskaya Oblast’ |  | 48098 | 1643613779
Shelton, Connecticut, United States | Shelton | Shelton | 41.306 | -73.1383 | United States | US | USA | Connecticut |  | 41129 | 1840004840
Shelton, Washington, United States | Shelton | Shelton | 47.2186 | -123.112 | United States | US | USA | Washington |  | 20264 | 1840021123
Shemonaīkha, Shyghys Qazaqstan, Kazakhstan | Shemonaīkha | Shemonaikha | 50.6328 | 81.9056 | Kazakhstan | KZ | KAZ | Shyghys Qazaqstan |  | 19127 | 1398507085
Shenandoah, Louisiana, United States | Shenandoah | Shenandoah | 30.4019 | -91.002 | United States | US | USA | Louisiana |  | 20192 | 1840031152
Shenandoah, Pennsylvania, United States | Shenandoah | Shenandoah | 40.8167 | -76.2004 | United States | US | USA | Pennsylvania |  | 17840 | 1840002779
Shenango, Pennsylvania, United States | Shenango | Shenango | 40.9493 | -80.3059 | United States | US | USA | Pennsylvania |  | 7299 | 1840144542
Shendi, River Nile, Sudan | Shendi | Shendi | 16.6805 | 33.42 | Sudan | SD | SDN | River Nile |  | 186611 | 1729244380
Shenfield, Essex, United Kingdom | Shenfield | Shenfield | 51.6297 | 0.3192 | United Kingdom | GB | GBR | Essex |  | 5432 | 1826482164
Shëngjin, Lezhë, Albania | Shëngjin | Shengjin | 41.8136 | 19.5939 | Albania | AL | ALB | Lezhë |  | 8091 | 1008373202
Shengli, Shandong, China | Shengli | Shengli | 37.45 | 118.4667 | China | CN | CHN | Shandong | minor | 1790000 | 1156672254
Shenley Brook End, Milton Keynes, United Kingdom | Shenley Brook End | Shenley Brook End | 52.009 | -0.789 | United Kingdom | GB | GBR | Milton Keynes |  | 25828 | 1826086234
Shenley Church End, Milton Keynes, United Kingdom | Shenley Church End | Shenley Church End | 52.022 | -0.788 | United Kingdom | GB | GBR | Milton Keynes |  | 12961 | 1826650494
Shenmu, Shaanxi, China | Shenmu | Shenmu | 38.8389 | 110.4896 | China | CN | CHN | Shaanxi |  | 455493 | 1156106796
Shenstone, Staffordshire, United Kingdom | Shenstone | Shenstone | 52.637 | -1.841 | United Kingdom | GB | GBR | Staffordshire |  | 7359 | 1826707052
Shenyang, Liaoning, China | Shenyang | Shenyang | 41.8039 | 123.4258 | China | CN | CHN | Liaoning | admin | 7105000 | 1156309382
Shenzhen, Guangdong, China | Shenzhen | Shenzhen | 22.535 | 114.054 | China | CN | CHN | Guangdong | minor | 15929000 | 1156158707
Shenzhou, Hebei, China | Shenzhou | Shenzhou | 38.0005 | 115.5541 | China | CN | CHN | Hebei |  | 566087 | 1156921843
Shepetivka, Khmel’nyts’ka Oblast’, Ukraine | Shepetivka | Shepetivka | 50.1833 | 27.0667 | Ukraine | UA | UKR | Khmel’nyts’ka Oblast’ | minor | 41415 | 1804965832
Shepherdstown, West Virginia, United States | Shepherdstown | Shepherdstown | 39.4318 | -77.8048 | United States | US | USA | West Virginia |  | 5351 | 1840005761
Shepherdsville, Kentucky, United States | Shepherdsville | Shepherdsville | 37.9806 | -85.6999 | United States | US | USA | Kentucky |  | 12442 | 1840015214
Shepparton, Victoria, Australia | Shepparton | Shepparton | -36.3833 | 145.4 | Australia | AU | AUS | Victoria |  | 51631 | 1036030548
Shepperton, Surrey, United Kingdom | Shepperton | Shepperton | 51.39 | -0.46 | United Kingdom | GB | GBR | Surrey |  | 9753 | 1826632972
Shepshed, Leicestershire, United Kingdom | Shepshed | Shepshed | 52.7711 | -1.2951 | United Kingdom | GB | GBR | Leicestershire |  | 13505 | 1826737427
Shepton Mallet, Somerset, United Kingdom | Shepton Mallet | Shepton Mallet | 51.193 | -2.546 | United Kingdom | GB | GBR | Somerset |  | 10369 | 1826237809
Sherborne, Dorset, United Kingdom | Sherborne | Sherborne | 50.9469 | -2.5171 | United Kingdom | GB | GBR | Dorset |  | 9523 | 1826383149
Sherbrooke, Quebec, Canada | Sherbrooke | Sherbrooke | 45.4 | -71.9 | Canada | CA | CAN | Quebec |  | 161323 | 1124559506
Sherburn in Elmet, North Yorkshire, United Kingdom | Sherburn in Elmet | Sherburn in Elmet | 53.7973 | -1.2331 | United Kingdom | GB | GBR | North Yorkshire |  | 6657 | 1826096971
Sheridan, Wyoming, United States | Sheridan | Sheridan | 44.7962 | -106.9643 | United States | US | USA | Wyoming |  | 19320 | 1840021243
Sheridan, Oregon, United States | Sheridan | Sheridan | 45.096 | -123.3983 | United States | US | USA | Oregon |  | 8590 | 1840021220
Sheridan, Colorado, United States | Sheridan | Sheridan | 39.6466 | -105.0181 | United States | US | USA | Colorado |  | 6183 | 1840021440
Sheriff Hill, Gateshead, United Kingdom | Sheriff Hill | Sheriff Hill | 54.939 | -1.586 | United Kingdom | GB | GBR | Gateshead |  | 5051 | 1826878815
Sheringham, Norfolk, United Kingdom | Sheringham | Sheringham | 52.94 | 1.213 | United Kingdom | GB | GBR | Norfolk |  | 7367 | 1826691574
Sherlovaya Gora, Zabaykal’skiy Kray, Russia | Sherlovaya Gora | Sherlovaya Gora | 50.5306 | 116.3006 | Russia | RU | RUS | Zabaykal’skiy Kray |  | 411 | 1643008235
Sherman, Texas, United States | Sherman | Sherman | 33.6274 | -96.6218 | United States | US | USA | Texas |  | 70704 | 1840021953
Sherrelwood, Colorado, United States | Sherrelwood | Sherrelwood | 39.839 | -105.0014 | United States | US | USA | Colorado |  | 19243 | 1840028581
Sherwood, Arkansas, United States | Sherwood | Sherwood | 34.8508 | -92.2028 | United States | US | USA | Arkansas |  | 31436 | 1840015511
Sherwood, Oregon, United States | Sherwood | Sherwood | 45.3593 | -122.8433 | United States | US | USA | Oregon |  | 19879 | 1840021205
Sherwood Manor, Connecticut, United States | Sherwood Manor | Sherwood Manor | 42.0125 | -72.566 | United States | US | USA | Connecticut |  | 5438 | 1840028600
Shevington, Wigan, United Kingdom | Shevington | Shevington | 53.572 | -2.69 | United Kingdom | GB | GBR | Wigan |  | 10000 | 1826958487
Sheybān, Khūzestān, Iran | Sheybān | Sheyban | 31.4086 | 48.7942 | Iran | IR | IRN | Khūzestān |  | 23211 | 1364776996
Shibayama, Chiba, Japan | Shibayama | Shibayama | 35.6931 | 140.4142 | Japan | JP | JPN | Chiba |  | 7082 | 1392037492
Shibecha, Hokkaidō, Japan | Shibecha | Shibecha | 43.3033 | 144.6008 | Japan | JP | JPN | Hokkaidō |  | 7542 | 1392811701
Shibetsu, Hokkaidō, Japan | Shibetsu | Shibetsu | 43.6614 | 145.1314 | Japan | JP | JPN | Hokkaidō |  | 5259 | 1392017464
Shibīn al Kawm, Al Minūfīyah, Egypt | Shibīn al Kawm | Shibin al Kawm | 30.592 | 30.9 | Egypt | EG | EGY | Al Minūfīyah | admin | 182900 | 1818787044
Shibirghān, Jowzjān, Afghanistan | Shibirghān | Shibirghan | 36.665 | 65.752 | Afghanistan | AF | AFG | Jowzjān | admin | 175599 | 1004805783
Shibukawa, Gunma, Japan | Shibukawa | Shibukawa | 36.4833 | 139 | Japan | JP | JPN | Gunma |  | 74425 | 1392987761
Shibuya, Tōkyō, Japan | Shibuya | Shibuya | 35.6536 | 139.7092 | Japan | JP | JPN | Tōkyō |  | 102056 | 1392000470
Shichinohe, Aomori, Japan | Shichinohe | Shichinohe | 40.7447 | 141.1578 | Japan | JP | JPN | Aomori |  | 14681 | 1392716252
Shields, Michigan, United States | Shields | Shields | 43.4174 | -84.0731 | United States | US | USA | Michigan |  | 5993 | 1840004226
Shifnal, Shropshire, United Kingdom | Shifnal | Shifnal | 52.665 | -2.373 | United Kingdom | GB | GBR | Shropshire |  | 7009 | 1826323213
Shihezi, Xinjiang, China | Shihezi | Shihezi | 44.3 | 86.0333 | China | CN | CHN | Xinjiang | minor | 380130 | 1156232270
Shihoro, Hokkaidō, Japan | Shihoro | Shihoro | 43.1683 | 143.2411 | Japan | JP | JPN | Hokkaidō |  | 6078 | 1392341428
Shijak, Durrës, Albania | Shijak | Shijak | 41.3456 | 19.5672 | Albania | AL | ALB | Durrës |  | 7568 | 1008348826
Shijiazhuang, Hebei, China | Shijiazhuang | Shijiazhuang | 38.0422 | 114.5086 | China | CN | CHN | Hebei | admin | 10784600 | 1156217541
Shikama, Miyagi, Japan | Shikama | Shikama | 38.5489 | 140.85 | Japan | JP | JPN | Miyagi |  | 6745 | 1392230009
Shikhany, Saratovskaya Oblast’, Russia | Shikhany | Shikhany | 52.1167 | 47.2 | Russia | RU | RUS | Saratovskaya Oblast’ |  | 5560 | 1643221188
Shildon, Durham, United Kingdom | Shildon | Shildon | 54.63 | -1.65 | United Kingdom | GB | GBR | Durham |  | 9976 | 1826433267
Shiliguri, West Bengal, India | Shiliguri | Shiliguri | 26.72 | 88.42 | India | IN | IND | West Bengal |  | 294546 | 1356724691
Shilka, Zabaykal’skiy Kray, Russia | Shilka | Shilka | 51.85 | 116.0333 | Russia | RU | RUS | Zabaykal’skiy Kray |  | 12663 | 1643938937
Shillington, Pennsylvania, United States | Shillington | Shillington | 40.3029 | -75.967 | United States | US | USA | Pennsylvania |  | 5319 | 1840001188
Shillong, Meghālaya, India | Shillong | Shillong | 25.5744 | 91.8789 | India | IN | IND | Meghālaya | admin | 143229 | 1356533936
Shiloh, Illinois, United States | Shiloh | Shiloh | 38.5534 | -89.916 | United States | US | USA | Illinois |  | 13586 | 1840012877
Shiloh, Pennsylvania, United States | Shiloh | Shiloh | 39.9734 | -76.792 | United States | US | USA | Pennsylvania |  | 11206 | 1840035195
Shima, Fujian, China | Shima | Shima | 24.4475 | 117.8118 | China | CN | CHN | Fujian | minor | 956400 | 1156202451
Shima, Mie, Japan | Shima | Shima | 34.3283 | 136.8306 | Japan | JP | JPN | Mie |  | 46937 | 1392981052
Shima, Iwate, Japan | Shima | Shima | 39.5547 | 141.1678 | Japan | JP | JPN | Iwate |  | 31969 | 1392952545
Shimabara, Nagasaki, Japan | Shimabara | Shimabara | 32.7756 | 130.3381 | Japan | JP | JPN | Nagasaki |  | 43553 | 1392371558
Shimanovsk, Amurskaya Oblast’, Russia | Shimanovsk | Shimanovsk | 52 | 127.6667 | Russia | RU | RUS | Amurskaya Oblast’ |  | 18643 | 1643749021
Shimeo, Fukuoka, Japan | Shimeo | Shimeo | 33.5914 | 130.4797 | Japan | JP | JPN | Fukuoka |  | 45918 | 1392938801
Shimizu, Hokkaidō, Japan | Shimizu | Shimizu | 43.0111 | 142.8847 | Japan | JP | JPN | Hokkaidō |  | 9375 | 1392903163
Shimizuchō, Shizuoka, Japan | Shimizuchō | Shimizucho | 35.0992 | 138.9028 | Japan | JP | JPN | Shizuoka |  | 31974 | 1392909115
Shimla, Himāchal Pradesh, India | Shimla | Shimla | 31.1033 | 77.1722 | India | IN | IND | Himāchal Pradesh | admin | 206575 | 1356962932
Shimoga, Karnātaka, India | Shimoga | Shimoga | 13.9304 | 75.56 | India | IN | IND | Karnātaka |  | 654055 | 1356016156
Shimogamo, Shizuoka, Japan | Shimogamo | Shimogamo | 34.6794 | 138.9453 | Japan | JP | JPN | Shizuoka |  | 21015 | 1392351063
Shimomura, Nagano, Japan | Shimomura | Shimomura | 36.0697 | 138.0803 | Japan | JP | JPN | Nagano |  | 19224 | 1392835805
Shimonita, Gunma, Japan | Shimonita | Shimonita | 36.2125 | 138.7892 | Japan | JP | JPN | Gunma |  | 6611 | 1392945278
Shimotoba, Kyōto, Japan | Shimotoba | Shimotoba | 34.8839 | 135.6628 | Japan | JP | JPN | Kyōto |  | 30797 | 1392825221
Shimotoda, Saitama, Japan | Shimotoda | Shimotoda | 35.8175 | 139.6778 | Japan | JP | JPN | Saitama |  | 141724 | 1392735490
Shimotsuchō-kominami, Wakayama, Japan | Shimotsuchō-kominami | Shimotsucho-kominami | 34.1556 | 135.2092 | Japan | JP | JPN | Wakayama |  | 48846 | 1392564881
Shimotsuke, Tochigi, Japan | Shimotsuke | Shimotsuke | 36.3872 | 139.8422 | Japan | JP | JPN | Tochigi |  | 59370 | 1392034271
Shimo-tsuma, Ibaraki, Japan | Shimo-tsuma | Shimo-tsuma | 36.1844 | 139.9675 | Japan | JP | JPN | Ibaraki |  | 41964 | 1392100062
Shinfield, Wokingham, United Kingdom | Shinfield | Shinfield | 51.408 | -0.947 | United Kingdom | GB | GBR | Wokingham |  | 8136 | 1826735275
Shingū, Fukuoka, Japan | Shingū | Shingu | 33.7153 | 130.4467 | Japan | JP | JPN | Fukuoka |  | 32691 | 1392392982
Shingū, Wakayama, Japan | Shingū | Shingu | 33.7167 | 136 | Japan | JP | JPN | Wakayama |  | 27214 | 1392301953
Shinkai, Saitama, Japan | Shinkai | Shinkai | 35.8367 | 139.5803 | Japan | JP | JPN | Saitama |  | 75265 | 1392023081
Shinmachi, Chiba, Japan | Shinmachi | Shinmachi | 35.1917 | 140.3486 | Japan | JP | JPN | Chiba |  | 6970 | 1392474659
Shinozaki, Fukuoka, Japan | Shinozaki | Shinozaki | 33.95 | 130.9333 | Japan | JP | JPN | Fukuoka |  | 257038 | 1392516557
Shinshiro, Aichi, Japan | Shinshiro | Shinshiro | 34.9 | 137.5 | Japan | JP | JPN | Aichi |  | 44713 | 1392488920
Shintoku, Hokkaidō, Japan | Shintoku | Shintoku | 43.0797 | 142.8389 | Japan | JP | JPN | Hokkaidō |  | 5992 | 1392056780
Shinyanga, Shinyanga, Tanzania | Shinyanga | Shinyanga | -3.6619 | 33.4231 | Tanzania | TZ | TZA | Shinyanga | admin | 107362 | 1834972707
Shiojiri, Nagano, Japan | Shiojiri | Shiojiri | 36.1167 | 137.95 | Japan | JP | JPN | Nagano |  | 66737 | 1392508735
Shipley, Bradford, United Kingdom | Shipley | Shipley | 53.833 | -1.777 | United Kingdom | GB | GBR | Bradford |  | 15483 | 1826056604
Shippensburg, Pennsylvania, United States | Shippensburg | Shippensburg | 40.0484 | -77.5227 | United States | US | USA | Pennsylvania |  | 17234 | 1840001395
Shiprock, New Mexico, United States | Shiprock | Shiprock | 36.7924 | -108.7005 | United States | US | USA | New Mexico |  | 8966 | 1840018988
Shipston on Stour, Warwickshire, United Kingdom | Shipston on Stour | Shipston on Stour | 52.06 | -1.623 | United Kingdom | GB | GBR | Warwickshire |  | 5038 | 1826514652
Shira, Khakasiya, Russia | Shira | Shira | 54.4914 | 89.9531 | Russia | RU | RUS | Khakasiya |  | 9358 | 1643191566
Shirahama, Wakayama, Japan | Shirahama | Shirahama | 33.6781 | 135.3481 | Japan | JP | JPN | Wakayama |  | 20470 | 1392728798
Shirakawa, Fukushima, Japan | Shirakawa | Shirakawa | 37.1264 | 140.2108 | Japan | JP | JPN | Fukushima |  | 59730 | 1392881381
Shiranuka, Hokkaidō, Japan | Shiranuka | Shiranuka | 42.9561 | 144.0717 | Japan | JP | JPN | Hokkaidō |  | 7751 | 1392294466
Shiraoi, Hokkaidō, Japan | Shiraoi | Shiraoi | 42.5511 | 141.3558 | Japan | JP | JPN | Hokkaidō |  | 16694 | 1392327130
Shiraoka, Saitama, Japan | Shiraoka | Shiraoka | 36.0189 | 139.6769 | Japan | JP | JPN | Saitama |  | 52094 | 1392337140
Shirayamamachi, Ishikawa, Japan | Shirayamamachi | Shirayamamachi | 36.5144 | 136.5656 | Japan | JP | JPN | Ishikawa |  | 110188 | 1392840575
Shīrāz, Fārs, Iran | Shīrāz | Shiraz | 29.61 | 52.5425 | Iran | IR | IRN | Fārs | admin | 1460665 | 1364432238
Shirebrook, Derbyshire, United Kingdom | Shirebrook | Shirebrook | 53.2048 | -1.2197 | United Kingdom | GB | GBR | Derbyshire |  | 13300 | 1826437553
Shirley, Croydon, United Kingdom | Shirley | Shirley | 51.3813 | -0.0543 | United Kingdom | GB | GBR | Croydon |  | 14296 | 1826702063
Shirley, New York, United States | Shirley | Shirley | 40.7949 | -72.8743 | United States | US | USA | New York |  | 28698 | 1840005097
Shirley, Massachusetts, United States | Shirley | Shirley | 42.5725 | -71.6471 | United States | US | USA | Massachusetts |  | 7598 | 1840053486
Shiroi, Chiba, Japan | Shiroi | Shiroi | 35.7917 | 140.0564 | Japan | JP | JPN | Chiba |  | 61931 | 1392006213
Shiroishi, Miyagi, Japan | Shiroishi | Shiroishi | 38.0022 | 140.6197 | Japan | JP | JPN | Miyagi |  | 33380 | 1392860584
Shīrvān, Khorāsān-e Shomālī, Iran | Shīrvān | Shirvan | 37.3967 | 57.9294 | Iran | IR | IRN | Khorāsān-e Shomālī | minor | 82790 | 1364402242
Shishi, Fujian, China | Shishi | Shishi | 24.7355 | 118.6434 | China | CN | CHN | Fujian | minor | 693000 | 1156077046
Shisui, Chiba, Japan | Shisui | Shisui | 35.725 | 140.2694 | Japan | JP | JPN | Chiba |  | 20470 | 1392687208
Shively, Kentucky, United States | Shively | Shively | 38.197 | -85.8136 | United States | US | USA | Kentucky |  | 15689 | 1840015196
Shiyan, Hubei, China | Shiyan | Shiyan | 32.6351 | 110.7755 | China | CN | CHN | Hubei | minor | 3228000 | 1156383921
Shiyeli, Qyzylorda, Kazakhstan | Shiyeli | Shiyeli | 44.167 | 66.75 | Kazakhstan | KZ | KAZ | Qyzylorda |  | 29832 | 1398206798
Shizuishan, Ningxia, China | Shizuishan | Shizuishan | 39.2333 | 106.769 | China | CN | CHN | Ningxia |  | 136570 | 1156361664
Shizukuishi, Iwate, Japan | Shizukuishi | Shizukuishi | 39.6942 | 140.9844 | Japan | JP | JPN | Iwate |  | 15998 | 1392537608
Shizuoka, Shizuoka, Japan | Shizuoka | Shizuoka | 34.9756 | 138.3825 | Japan | JP | JPN | Shizuoka | admin | 691185 | 1392235505
Shkodër, Shkodër, Albania | Shkodër | Shkoder | 42.0667 | 19.5 | Albania | AL | ALB | Shkodër | admin | 112276 | 1008977725
Shlisselburg, Leningradskaya Oblast’, Russia | Shlisselburg | Shlisselburg | 59.95 | 31.0333 | Russia | RU | RUS | Leningradskaya Oblast’ |  | 14763 | 1643852770
Shōbara, Hiroshima, Japan | Shōbara | Shobara | 34.8578 | 133.0167 | Japan | JP | JPN | Hiroshima |  | 34432 | 1392341787
Shoeburyness, Southend-on-Sea, United Kingdom | Shoeburyness | Shoeburyness | 51.5316 | 0.7978 | United Kingdom | GB | GBR | Southend-on-Sea |  | 11159 | 1826043837
Shongzhy, Almaty, Kazakhstan | Shongzhy | Shongzhy | 43.5421 | 79.4703 | Kazakhstan | KZ | KAZ | Almaty |  | 3902 | 1398268525
Shopokov, Chüy, Kyrgyzstan | Shopokov | Shopokov | 42.8167 | 74.2333 | Kyrgyzstan | KG | KGZ | Chüy |  | 8749 | 1417801567
Shoreham-by-Sea, West Sussex, United Kingdom | Shoreham-by-Sea | Shoreham-by-Sea | 50.834 | -0.273 | United Kingdom | GB | GBR | West Sussex |  | 20547 | 1826260470
Shoreline, Washington, United States | Shoreline | Shoreline | 47.7564 | -122.3426 | United States | US | USA | Washington |  | 57027 | 1840021118
Shoreview, Minnesota, United States | Shoreview | Shoreview | 45.0842 | -93.1358 | United States | US | USA | Minnesota |  | 27130 | 1840008938
Shorewood, Wisconsin, United States | Shorewood | Shorewood | 43.0914 | -87.8864 | United States | US | USA | Wisconsin |  | 13145 | 1840003031
Shorewood, Illinois, United States | Shorewood | Shorewood | 41.5175 | -88.2149 | United States | US | USA | Illinois |  | 17509 | 1840011496
Shorewood, Minnesota, United States | Shorewood | Shorewood | 44.9033 | -93.5903 | United States | US | USA | Minnesota |  | 8084 | 1840008925
Short Hills, New Jersey, United States | Short Hills | Short Hills | 40.7389 | -74.3278 | United States | US | USA | New Jersey |  | 13134 | 1840033408
Short Pump, Virginia, United States | Short Pump | Short Pump | 37.6549 | -77.6201 | United States | US | USA | Virginia |  | 27526 | 1840006394
Shostka, Sums’ka Oblast’, Ukraine | Shostka | Shostka | 51.8657 | 33.4766 | Ukraine | UA | UKR | Sums’ka Oblast’ | minor | 76788 | 1804764606
Shotley Bridge, Durham, United Kingdom | Shotley Bridge | Shotley Bridge | 54.87 | -1.86 | United Kingdom | GB | GBR | Durham |  | 27394 | 1826950423
Shouguang, Shandong, China | Shouguang | Shouguang | 36.8833 | 118.7333 | China | CN | CHN | Shandong |  | 1039205 | 1156787809
Show Low, Arizona, United States | Show Low | Show Low | 34.2671 | -110.0384 | United States | US | USA | Arizona |  | 11173 | 1840021582
Shoyna, Nenetskiy Avtonomnyy Okrug, Russia | Shoyna | Shoyna | 67.8666 | 44.1334 | Russia | RU | RUS | Nenetskiy Avtonomnyy Okrug |  | 300 | 1643012303
Shreveport, Louisiana, United States | Shreveport | Shreveport | 32.4656 | -93.7956 | United States | US | USA | Louisiana |  | 280062 | 1840015768
Shrewsbury, Shropshire, United Kingdom | Shrewsbury | Shrewsbury | 52.708 | -2.754 | United Kingdom | GB | GBR | Shropshire |  | 71715 | 1826283137
Shrewsbury, Massachusetts, United States | Shrewsbury | Shrewsbury | 42.2842 | -71.7154 | United States | US | USA | Massachusetts |  | 37037 | 1840053699
Shrewsbury, Missouri, United States | Shrewsbury | Shrewsbury | 38.5866 | -90.3282 | United States | US | USA | Missouri |  | 6091 | 1840009741
Shrīrāmpur, West Bengal, India | Shrīrāmpur | Shrirampur | 22.75 | 88.34 | India | IN | IND | West Bengal |  | 181842 | 1356021505
Shrīrangapattana, Karnātaka, India | Shrīrangapattana | Shrirangapattana | 12.4181 | 76.6947 | India | IN | IND | Karnātaka |  | 34135 | 1356689943
Shtërpcë, Shtërpcë, Kosovo | Shtërpcë | Shterpce | 42.2333 | 21.0167 | Kosovo | XK | XKS | Shtërpcë | admin | 13630 | 1901828239
Shtime, Shtime, Kosovo | Shtime | Shtime | 42.4333 | 21.0333 | Kosovo | XK | XKS | Shtime | admin | 27324 | 1901598505
Shū, Zhambyl, Kazakhstan | Shū | Shu | 43.5953 | 73.7448 | Kazakhstan | KZ | KAZ | Zhambyl |  | 42439 | 1398834769
Shuangcheng, Heilongjiang, China | Shuangcheng | Shuangcheng | 45.3503 | 126.28 | China | CN | CHN | Heilongjiang |  | 130710 | 1156257611
Shuanghejiedao, Sichuan, China | Shuanghejiedao | Shuanghejiedao | 30.3866 | 106.7756 | China | CN | CHN | Sichuan | minor | 360000 | 1156052635
Shuangqiao, Henan, China | Shuangqiao | Shuangqiao | 35.0833 | 112.5833 | China | CN | CHN | Henan | minor | 733000 | 1156968311
Shuangshui, Guizhou, China | Shuangshui | Shuangshui | 26.5944 | 104.8333 | China | CN | CHN | Guizhou |  | 1221000 | 1156070389
Shuangyashan, Heilongjiang, China | Shuangyashan | Shuangyashan | 46.6388 | 131.1545 | China | CN | CHN | Heilongjiang |  | 1530000 | 1156245904
Shubrā al Khaymah, Al Qalyūbīyah, Egypt | Shubrā al Khaymah | Shubra al Khaymah | 30.1286 | 31.2422 | Egypt | EG | EGY | Al Qalyūbīyah |  | 1025569 | 1818909612
Shuizhai, Henan, China | Shuizhai | Shuizhai | 33.4433 | 114.8994 | China | CN | CHN | Henan |  | 1003698 | 1156462734
Shulan, Jilin, China | Shulan | Shulan | 44.4167 | 126.95 | China | CN | CHN | Jilin |  | 663403 | 1156989733
Shumanay, Qoraqalpog‘iston, Uzbekistan | Shumanay | Shumanay | 42.6386 | 58.9172 | Uzbekistan | UZ | UZB | Qoraqalpog‘iston |  | 10513 | 1860689478
Shumen, Shumen, Bulgaria | Shumen | Shumen | 43.27 | 26.9244 | Bulgaria | BG | BGR | Shumen | admin | 97719 | 1100000004
Shumerlya, Chuvashiya, Russia | Shumerlya | Shumerlya | 55.5 | 46.4167 | Russia | RU | RUS | Chuvashiya |  | 29553 | 1643065597
Shumikha, Kurganskaya Oblast’, Russia | Shumikha | Shumikha | 55.2333 | 63.2833 | Russia | RU | RUS | Kurganskaya Oblast’ |  | 17336 | 1643819566
Shuozhou, Shanxi, China | Shuozhou | Shuozhou | 39.3408 | 112.4292 | China | CN | CHN | Shanxi | minor | 1714857 | 1156227167
Shūshtar, Khūzestān, Iran | Shūshtar | Shushtar | 32.0436 | 48.8569 | Iran | IR | IRN | Khūzestān | minor | 101878 | 1364856875
Shuya, Ivanovskaya Oblast’, Russia | Shuya | Shuya | 56.85 | 41.3667 | Russia | RU | RUS | Ivanovskaya Oblast’ |  | 58114 | 1643360424
Shuyangzha, Jiangsu, China | Shuyangzha | Shuyangzha | 34.1299 | 118.7734 | China | CN | CHN | Jiangsu |  | 1770000 | 1156051957
Shwebo, Sagaing, Burma | Shwebo | Shwebo | 22.5783 | 95.6929 | Burma | MM | MMR | Sagaing |  | 88914 | 1104118052
Shymkent, Ongtüstik Qazaqstan, Kazakhstan | Shymkent | Shymkent | 42.3 | 69.6 | Kazakhstan | KZ | KAZ | Ongtüstik Qazaqstan | admin | 1018974 | 1398791401
Shyryayeve, Odes’ka Oblast’, Ukraine | Shyryayeve | Shyryayeve | 47.3878 | 30.1911 | Ukraine | UA | UKR | Odes’ka Oblast’ | minor | 7238 | 1804609043
Si Racha, Chon Buri, Thailand | Si Racha | Si Racha | 13.1744 | 100.9306 | Thailand | TH | THA | Chon Buri | minor | 23400 | 1764003327
Si Sa Ket, Sisaket, Thailand | Si Sa Ket | Si Sa Ket | 15.1069 | 104.3294 | Thailand | TH | THA | Sisaket | admin | 42405 | 1764002764
Si Satchanalai, Sukhothai, Thailand | Si Satchanalai | Si Satchanalai | 17.4155 | 99.8152 | Thailand | TH | THA | Sukhothai | minor | 15691 | 1764174789
Sialkot City, Punjab, Pakistan | Sialkot City | Sialkot City | 32.5 | 74.5333 | Pakistan | PK | PAK | Punjab | minor | 3893672 | 1586141444
Siátista, Dytikí Makedonía, Greece | Siátista | Siatista | 40.2564 | 21.5522 | Greece | GR | GRC | Dytikí Makedonía | minor | 5490 | 1300472525
Šiauliai, Šiaulių Miestas, Lithuania | Šiauliai | Siauliai | 55.9281 | 23.3167 | Lithuania | LT | LTU | Šiaulių Miestas | admin | 107086 | 1440593416
Siaya, Siaya, Kenya | Siaya | Siaya | 0.0607 | 34.2881 | Kenya | KE | KEN | Siaya | admin |  | 1404162576
Sibay, Bashkortostan, Russia | Sibay | Sibay | 52.7 | 58.65 | Russia | RU | RUS | Bashkortostan |  | 61266 | 1643012532
Šibenik, Šibensko-Kninska Županija, Croatia | Šibenik | Sibenik | 43.7339 | 15.8956 | Croatia | HR | HRV | Šibensko-Kninska Županija | admin | 46332 | 1191444936
Sibiti, Lékoumou, Congo (Brazzaville) | Sibiti | Sibiti | -3.6833 | 13.35 | Congo (Brazzaville) | CG | COG | Lékoumou | admin | 22811 | 1178867178
Sibiu, Sibiu, Romania | Sibiu | Sibiu | 45.8 | 24.15 | Romania | RO | ROU | Sibiu | admin | 147245 | 1642393086
Sibolga, Sumatera Utara, Indonesia | Sibolga | Sibolga | 1.7425 | 98.7792 | Indonesia | ID | IDN | Sumatera Utara |  | 94971 | 1360021193
Sibu, Sarawak, Malaysia | Sibu | Sibu | 2.3 | 111.8167 | Malaysia | MY | MYS | Sarawak |  | 247995 | 1458970454
Sibut, Kémo, Central African Republic | Sibut | Sibut | 5.7378 | 19.0867 | Central African Republic | CF | CAF | Kémo | admin | 22419 | 1140802055
Sicasica, La Paz, Bolivia | Sicasica | Sicasica | -17.3333 | -67.7333 | Bolivia | BO | BOL | La Paz |  | 3831 | 1068066667
Sicuani, Cusco, Peru | Sicuani | Sicuani | -14.2694 | -71.2261 | Peru | PE | PER | Cusco |  | 57551 | 1604929096
Šid, Šid, Serbia | Šid | Sid | 45.1283 | 19.2264 | Serbia | RS | SRB | Šid | admin |  | 1688899483
Sidcup, Bexley, United Kingdom | Sidcup | Sidcup | 51.4263 | 0.1024 | United Kingdom | GB | GBR | Bexley |  | 43109 | 1826363364
Sidi Bel Abbès, Sidi Bel Abbès, Algeria | Sidi Bel Abbès | Sidi Bel Abbes | 35.2 | -0.6333 | Algeria | DZ | DZA | Sidi Bel Abbès | admin | 212935 | 1012123414
Sidi Bouzid, Sidi Bouzid, Tunisia | Sidi Bouzid | Sidi Bouzid | 35.0167 | 9.5 | Tunisia | TN | TUN | Sidi Bouzid | admin | 42098 | 1788196439
Sidi Ifni, Guelmim-Oued Noun, Morocco | Sidi Ifni | Sidi Ifni | 29.3833 | -10.1667 | Morocco | MA | MAR | Guelmim-Oued Noun |  | 21618 | 1504270532
Sidi Qacem, Rabat-Salé-Kénitra, Morocco | Sidi Qacem | Sidi Qacem | 34.21 | -5.7 | Morocco | MA | MAR | Rabat-Salé-Kénitra |  | 75672 | 1504300626
Sidi Slimane, Rabat-Salé-Kénitra, Morocco | Sidi Slimane | Sidi Slimane | 34.26 | -5.93 | Morocco | MA | MAR | Rabat-Salé-Kénitra |  | 92989 | 1504101128
Sidley, East Sussex, United Kingdom | Sidley | Sidley | 50.86 | 0.47 | United Kingdom | GB | GBR | East Sussex |  | 5718 | 1826517116
Sidmouth, Devon, United Kingdom | Sidmouth | Sidmouth | 50.68 | -3.239 | United Kingdom | GB | GBR | Devon |  | 12569 | 1826699367
Sidney, British Columbia, Canada | Sidney | Sidney | 48.6506 | -123.3986 | Canada | CA | CAN | British Columbia |  | 11672 | 1124421362
Sidney, Ohio, United States | Sidney | Sidney | 40.2891 | -84.1667 | United States | US | USA | Ohio |  | 21148 | 1840009429
Sidney, Montana, United States | Sidney | Sidney | 47.7152 | -104.168 | United States | US | USA | Montana |  | 6466 | 1840021085
Sidney, Nebraska, United States | Sidney | Sidney | 41.134 | -102.9681 | United States | US | USA | Nebraska |  | 5767 | 1840009309
Sidney, New York, United States | Sidney | Sidney | 42.3073 | -75.2772 | United States | US | USA | New York |  | 5493 | 1840004621
Sidon, Liban-Sud, Lebanon | Sidon | Sidon | 33.5606 | 35.3981 | Lebanon | LB | LBN | Liban-Sud | admin | 200000 | 1422897920
Siedlce, Mazowieckie, Poland | Siedlce | Siedlce | 52.1833 | 22.2833 | Poland | PL | POL | Mazowieckie | minor | 76585 | 1616939180
Siegburg, North Rhine-Westphalia, Germany | Siegburg | Siegburg | 50.8014 | 7.2044 | Germany | DE | DEU | North Rhine-Westphalia | minor | 41463 | 1276838674
Siegen, North Rhine-Westphalia, Germany | Siegen | Siegen | 50.8756 | 8.0167 | Germany | DE | DEU | North Rhine-Westphalia | minor | 102836 | 1276268768
Siem Reap, Siem Reap, Cambodia | Siem Reap | Siem Reap | 13.3622 | 103.8597 | Cambodia | KH | KHM | Siem Reap | admin | 147866 | 1116263015
Siemiatycze, Podlaskie, Poland | Siemiatycze | Siemiatycze | 52.4272 | 22.8625 | Poland | PL | POL | Podlaskie | minor | 15169 | 1616804060
Siena, Tuscany, Italy | Siena | Siena | 43.3183 | 11.3314 | Italy | IT | ITA | Tuscany | minor | 53772 | 1380088439
Sienna Plantation, Texas, United States | Sienna Plantation | Sienna Plantation | 29.4834 | -95.5065 | United States | US | USA | Texas |  | 16996 | 1840019642
Sieradz, Łódzkie, Poland | Sieradz | Sieradz | 51.6 | 18.75 | Poland | PL | POL | Łódzkie | minor | 42120 | 1616121526
Sierra Colorada, Río Negro, Argentina | Sierra Colorada | Sierra Colorada | -40.5829 | -67.8 | Argentina | AR | ARG | Río Negro | minor | 1522 | 1032417224
Sierra Madre, California, United States | Sierra Madre | Sierra Madre | 34.1687 | -118.0504 | United States | US | USA | California |  | 10793 | 1840021867
Sierra Vista, Arizona, United States | Sierra Vista | Sierra Vista | 31.563 | -110.3153 | United States | US | USA | Arizona |  | 51731 | 1840022103
Sierra Vista Southeast, Arizona, United States | Sierra Vista Southeast | Sierra Vista Southeast | 31.4525 | -110.216 | United States | US | USA | Arizona |  | 16021 | 1840074401
Sierre, Valais, Switzerland | Sierre | Sierre | 46.2918 | 7.532 | Switzerland | CH | CHE | Valais |  | 16860 | 1756959511
Siesta Key, Florida, United States | Siesta Key | Siesta Key | 27.2779 | -82.5516 | United States | US | USA | Florida |  | 5667 | 1840028968
Sievierodonetsk, Luhans’ka Oblast’, Ukraine | Sievierodonetsk | Sievierodonetsk | 48.95 | 38.4833 | Ukraine | UA | UKR | Luhans’ka Oblast’ |  | 150000 | 1804577024
Sigatoka, Nadroga and Navosa, Fiji | Sigatoka | Sigatoka | -18.15 | 177.5 | Fiji | FJ | FJI | Nadroga and Navosa |  | 9622 | 1242813237
Siġġiewi, Siġġiewi, Malta | Siġġiewi | Siggiewi | 35.8556 | 14.4364 | Malta | MT | MLT | Siġġiewi | admin |  | 1470181462
Sighetu Marmaţiei, Maramureş, Romania | Sighetu Marmaţiei | Sighetu Marmatiei | 47.9309 | 23.8947 | Romania | RO | ROU | Maramureş |  | 37640 | 1642377306
Siglan, Magadanskaya Oblast’, Russia | Siglan | Siglan | 59.0337 | 152.4166 | Russia | RU | RUS | Magadanskaya Oblast’ |  | 10 | 1643408923
Sigmaringen, Baden-Württemberg, Germany | Sigmaringen | Sigmaringen | 48.0867 | 9.2164 | Germany | DE | DEU | Baden-Württemberg | minor | 17278 | 1276579491
Signal Hill, California, United States | Signal Hill | Signal Hill | 33.8029 | -118.1681 | United States | US | USA | California |  | 11421 | 1840021868
Signal Mountain, Tennessee, United States | Signal Mountain | Signal Mountain | 35.1449 | -85.3457 | United States | US | USA | Tennessee |  | 8606 | 1840017859
Siguatepeque, Comayagua, Honduras | Siguatepeque | Siguatepeque | 14.6167 | -87.8333 | Honduras | HN | HND | Comayagua |  | 39070 | 1340354793
Siguiri, Kankan, Guinea | Siguiri | Siguiri | 11.4171 | -9.1666 | Guinea | GN | GIN | Kankan | minor | 50159 | 1324494896
Sigulda, Siguldas Novads, Latvia | Sigulda | Sigulda | 57.1539 | 24.8544 | Latvia | LV | LVA | Siguldas Novads | admin | 11821 | 1428703594
Sihanoukville, Sihanoukville, Cambodia | Sihanoukville | Sihanoukville | 10.6333 | 103.5 | Cambodia | KH | KHM | Sihanoukville | admin |  | 1116098692
Sihor, Gujarāt, India | Sihor | Sihor | 21.7 | 71.97 | India | IN | IND | Gujarāt |  | 52603 | 1356675162
Sihui, Guangdong, China | Sihui | Sihui | 23.3448 | 112.6956 | China | CN | CHN | Guangdong |  | 542873 | 1156609451
Siirt, Siirt, Turkey | Siirt | Siirt | 37.8417 | 41.9458 | Turkey | TR | TUR | Siirt | admin | 166332 | 1792190820
Sīkar, Rājasthān, India | Sīkar | Sikar | 27.6119 | 75.1397 | India | IN | IND | Rājasthān |  | 400000 | 1356163729
Sikasso, Sikasso, Mali | Sikasso | Sikasso | 11.3167 | -5.6667 | Mali | ML | MLI | Sikasso | admin | 213977 | 1466666150
Sikeston, Missouri, United States | Sikeston | Sikeston | 36.8865 | -89.587 | United States | US | USA | Missouri |  | 16237 | 1840009921
Sikhio, Nakhon Ratchasima, Thailand | Sikhio | Sikhio | 14.9 | 101.7167 | Thailand | TH | THA | Nakhon Ratchasima | minor | 18209 | 1764681503
Siklós, Baranya, Hungary | Siklós | Siklos | 45.8519 | 18.2986 | Hungary | HU | HUN | Baranya | minor | 8912 | 1348986521
Sikonge, Tabora, Tanzania | Sikonge | Sikonge | -5.6295 | 32.77 | Tanzania | TZ | TZA | Tabora |  | 27113 | 1834313836
Šilalė, Šilalė, Lithuania | Šilalė | Silale | 55.4917 | 22.1778 | Lithuania | LT | LTU | Šilalė | admin | 5114 | 1440106904
Silao, Guanajuato, Mexico | Silao | Silao | 20.9478 | -101.4281 | Mexico | MX | MEX | Guanajuato | minor | 147123 | 1484276023
Silay, Negros Occidental, Philippines | Silay | Silay | 10.8 | 122.9667 | Philippines | PH | PHL | Negros Occidental |  | 126930 | 1608362038
Silchar, Assam, India | Silchar | Silchar | 24.7904 | 92.79 | India | IN | IND | Assam |  | 152393 | 1356102467
Sileby, Leicestershire, United Kingdom | Sileby | Sileby | 52.731 | -1.106 | United Kingdom | GB | GBR | Leicestershire |  | 7835 | 1826945985
Siler City, North Carolina, United States | Siler City | Siler City | 35.7252 | -79.4561 | United States | US | USA | North Carolina |  | 9464 | 1840017783
Siliana, Siliana, Tunisia | Siliana | Siliana | 36.0833 | 9.3833 | Tunisia | TN | TUN | Siliana | admin | 26960 | 1788057426
Silistra, Silistra, Bulgaria | Silistra | Silistra | 44.1186 | 27.2603 | Bulgaria | BG | BGR | Silistra | admin | 42651 | 1100458181
Sillamäe, Ida-Virumaa, Estonia | Sillamäe | Sillamae | 59.3931 | 27.7742 | Estonia | EE | EST | Ida-Virumaa | minor | 13964 | 1233128320
Sil-li, P’yŏngnam, Korea, North | Sil-li | Sil-li | 39.488 | 125.464 | Korea, North | KP | PRK | P’yŏngnam |  | 19463 | 1408623890
Siloam Springs, Arkansas, United States | Siloam Springs | Siloam Springs | 36.1844 | -94.5318 | United States | US | USA | Arkansas |  | 21975 | 1840015288
Silsbee, Texas, United States | Silsbee | Silsbee | 30.3456 | -94.1764 | United States | US | USA | Texas |  | 9540 | 1840022182
Silsden, Bradford, United Kingdom | Silsden | Silsden | 53.914 | -1.937 | United Kingdom | GB | GBR | Bradford |  | 8268 | 1826136607
Šilutė, Šilutė, Lithuania | Šilutė | Silute | 55.35 | 21.4833 | Lithuania | LT | LTU | Šilutė | admin | 15902 | 1440568024
Silvassa, Dādra and Nagar Haveli, India | Silvassa | Silvassa | 20.2666 | 73.0166 | India | IN | IND | Dādra and Nagar Haveli |  | 27359 | 1356217846
Silveiras, São Paulo, Brazil | Silveiras | Silveiras | -22.6639 | -44.8528 | Brazil | BR | BRA | São Paulo |  | 6158 | 1076497222
Silver City, New Mexico, United States | Silver City | Silver City | 32.7784 | -108.2698 | United States | US | USA | New Mexico |  | 11561 | 1840023009
Silver Firs, Washington, United States | Silver Firs | Silver Firs | 47.8635 | -122.1497 | United States | US | USA | Washington |  | 22052 | 1840037898
Silver Lake, North Carolina, United States | Silver Lake | Silver Lake | 34.1408 | -77.909 | United States | US | USA | North Carolina |  | 6330 | 1840032901
Silver Lakes, California, United States | Silver Lakes | Silver Lakes | 34.7519 | -117.3431 | United States | US | USA | California |  | 5966 | 1840024935
Silver Spring, Maryland, United States | Silver Spring | Silver Spring | 39.0028 | -77.0207 | United States | US | USA | Maryland |  | 79750 | 1840005845
Silver Spring, Pennsylvania, United States | Silver Spring | Silver Spring | 40.2503 | -77.0566 | United States | US | USA | Pennsylvania |  | 16839 | 1840151631
Silver Springs Shores, Florida, United States | Silver Springs Shores | Silver Springs Shores | 29.1031 | -82.005 | United States | US | USA | Florida |  | 8966 | 1840028949
Silverdale, Washington, United States | Silverdale | Silverdale | 47.6663 | -122.6828 | United States | US | USA | Washington |  | 21071 | 1840018406
Silverthorne, Colorado, United States | Silverthorne | Silverthorne | 39.656 | -106.0867 | United States | US | USA | Colorado |  | 19344 | 1840022436
Silverton, Oregon, United States | Silverton | Silverton | 45.0031 | -122.7809 | United States | US | USA | Oregon |  | 11068 | 1840021226
Silves, Faro, Portugal | Silves | Silves | 37.1833 | -8.4333 | Portugal | PT | PRT | Faro | minor | 37126 | 1620801770
Silvis, Illinois, United States | Silvis | Silvis | 41.4976 | -90.4101 | United States | US | USA | Illinois |  | 7475 | 1840009232
Sim, Chelyabinskaya Oblast’, Russia | Sim | Sim | 54.9833 | 57.6833 | Russia | RU | RUS | Chelyabinskaya Oblast’ |  | 12893 | 1643571460
Simao, Yunnan, China | Simao | Simao | 22.7807 | 100.9782 | China | CN | CHN | Yunnan | minor | 162725 | 1156008347
Simbach am Inn, Bavaria, Germany | Simbach am Inn | Simbach am Inn | 48.2656 | 13.0231 | Germany | DE | DEU | Bavaria |  | 9923 | 1276572176
Simeonovgrad, Haskovo, Bulgaria | Simeonovgrad | Simeonovgrad | 42.0344 | 25.8319 | Bulgaria | BG | BGR | Haskovo |  | 8539 | 1100988549
Simeria, Hunedoara, Romania | Simeria | Simeria | 45.85 | 23.01 | Romania | RO | ROU | Hunedoara |  | 12556 | 1642409253
Simferopol, Krym, Avtonomna Respublika, Ukraine | Simferopol | Simferopol | 44.9484 | 34.1 | Ukraine | UA | UKR | Krym, Avtonomna Respublika | admin | 341799 | 1804665958
Simi Valley, California, United States | Simi Valley | Simi Valley | 34.2663 | -118.749 | United States | US | USA | California |  | 126589 | 1840021843
Simitli, Blagoevgrad, Bulgaria | Simitli | Simitli | 41.8919 | 23.1111 | Bulgaria | BG | BGR | Blagoevgrad |  | 7372 | 1100000742
Şimleu Silvaniei, Sălaj, Romania | Şimleu Silvaniei | Simleu Silvaniei | 47.23 | 22.8 | Romania | RO | ROU | Sălaj |  | 14436 | 1642211000
Simmern, Rhineland-Palatinate, Germany | Simmern | Simmern | 49.9833 | 7.5167 | Germany | DE | DEU | Rhineland-Palatinate | minor | 7950 | 1276700169
Simonton Lake, Indiana, United States | Simonton Lake | Simonton Lake | 41.7478 | -85.9657 | United States | US | USA | Indiana |  | 5121 | 1840004816
Simpsonville, South Carolina, United States | Simpsonville | Simpsonville | 34.7287 | -82.2573 | United States | US | USA | South Carolina |  | 24221 | 1840015477
Simsbury, Connecticut, United States | Simsbury | Simsbury | 41.8729 | -72.8256 | United States | US | USA | Connecticut |  | 24519 | 1840045081
Simsbury Center, Connecticut, United States | Simsbury Center | Simsbury Center | 41.8808 | -72.8111 | United States | US | USA | Connecticut |  | 6091 | 1840034967
Sinaia, Prahova, Romania | Sinaia | Sinaia | 45.35 | 25.5514 | Romania | RO | ROU | Prahova |  | 10410 | 1642021189
Sincelejo, Sucre, Colombia | Sincelejo | Sincelejo | 9.2994 | -75.3958 | Colombia | CO | COL | Sucre | admin | 279031 | 1170364198
Sindelfingen, Baden-Württemberg, Germany | Sindelfingen | Sindelfingen | 48.7133 | 9.0028 | Germany | DE | DEU | Baden-Württemberg |  | 64858 | 1276001469
Síndos, Kentrikí Makedonía, Greece | Síndos | Sindos | 40.6667 | 22.8 | Greece | GR | GRC | Kentrikí Makedonía | minor | 9289 | 1300637403
Sines, Setúbal, Portugal | Sines | Sines | 37.9536 | -8.8712 | Portugal | PT | PRT | Setúbal | minor | 14238 | 1620898309
Sing Buri, Sing Buri, Thailand | Sing Buri | Sing Buri | 14.8911 | 100.4031 | Thailand | TH | THA | Sing Buri | admin | 17843 | 1764482111
Singa, Sennar, Sudan | Singa | Singa | 13.1483 | 33.9311 | Sudan | SD | SDN | Sennar | admin |  | 1729951108
Singapore, Central Singapore, Singapore | Singapore | Singapore | 1.3 | 103.8 | Singapore | SG | SGP | Central Singapore | primary | 5745000 | 1702341327
Singaraja, Bali, Indonesia | Singaraja | Singaraja | -8.1152 | 115.0944 | Indonesia | ID | IDN | Bali | minor | 234468 | 1360426282
Sîngera, Chişinău, Moldova | Sîngera | Singera | 46.9131 | 28.9775 | Moldova | MD | MDA | Chişinău |  | 9966 | 1498679513
Sîngerei, Sîngerei, Moldova | Sîngerei | Singerei | 47.6406 | 28.1419 | Moldova | MD | MDA | Sîngerei | admin | 12465 | 1498521430
Singhanakhon, Songkhla, Thailand | Singhanakhon | Singhanakhon | 7.2389 | 100.5506 | Thailand | TH | THA | Songkhla | minor | 42423 | 1764839884
Singida, Singida, Tanzania | Singida | Singida | -4.8186 | 34.7506 | Tanzania | TZ | TZA | Singida | admin | 62432 | 1834418526
Singkawang, Kalimantan Barat, Indonesia | Singkawang | Singkawang | 0.9 | 108.9833 | Indonesia | ID | IDN | Kalimantan Barat |  | 230376 | 1360906363
Singleton, New South Wales, Australia | Singleton | Singleton | -32.5667 | 151.1697 | Australia | AU | AUS | New South Wales |  | 16346 | 1036947514
Singuilucan, Hidalgo, Mexico | Singuilucan | Singuilucan | 19.9675 | -98.5178 | Mexico | MX | MEX | Hidalgo | minor | 13143 | 1484024966
Sinjār, Nīnawá, Iraq | Sinjār | Sinjar | 36.3208 | 41.8764 | Iraq | IQ | IRQ | Nīnawá | minor | 88023 | 1368057870
Sinnamary, , French Guiana | Sinnamary | Sinnamary | 5.38 | -52.96 | French Guiana | GF | GUF |  | minor | 3180 | 1254385870
Sinop, Sinop, Turkey | Sinop | Sinop | 42.0267 | 35.1511 | Turkey | TR | TUR | Sinop | admin | 64544 | 1792497865
Sinop, Mato Grosso, Brazil | Sinop | Sinop | -11.85 | -55.46 | Brazil | BR | BRA | Mato Grosso |  | 8961 | 1076876295
Sinp’o, Hamnam, Korea, North | Sinp’o | Sinp'o | 40.0833 | 128.25 | Korea, North | KP | PRK | Hamnam |  | 152759 | 1408269466
Sinsheim, Baden-Württemberg, Germany | Sinsheim | Sinsheim | 49.25 | 8.8833 | Germany | DE | DEU | Baden-Württemberg |  | 35442 | 1276820270
Sint-Niklaas, Flanders, Belgium | Sint-Niklaas | Sint-Niklaas | 51.1644 | 4.1392 | Belgium | BE | BEL | Flanders | minor | 76756 | 1056028982
Sinton, Texas, United States | Sinton | Sinton | 28.0392 | -97.5154 | United States | US | USA | Texas |  | 5738 | 1840022251
Sinŭiju, P’yŏngbuk, Korea, North | Sinŭiju | Sinuiju | 40.1 | 124.4 | Korea, North | KP | PRK | P’yŏngbuk | admin | 359341 | 1408740449
Sinzig, Rhineland-Palatinate, Germany | Sinzig | Sinzig | 50.5453 | 7.2519 | Germany | DE | DEU | Rhineland-Palatinate |  | 17614 | 1276200986
Siófok, Somogy, Hungary | Siófok | Siofok | 46.9 | 18.05 | Hungary | HU | HUN | Somogy | minor | 25461 | 1348589938
Sion, Valais, Switzerland | Sion | Sion | 46.2304 | 7.3661 | Switzerland | CH | CHE | Valais |  | 34708 | 1756457392
Sioux Center, Iowa, United States | Sioux Center | Sioux Center | 43.0748 | -96.1707 | United States | US | USA | Iowa |  | 7174 | 1840009043
Sioux City, Iowa, United States | Sioux City | Sioux City | 42.4959 | -96.3901 | United States | US | USA | Iowa |  | 106455 | 1840000447
Sioux Falls, South Dakota, United States | Sioux Falls | Sioux Falls | 43.5397 | -96.732 | United States | US | USA | South Dakota |  | 187239 | 1840002648
Sioux Lookout, Ontario, Canada | Sioux Lookout | Sioux Lookout | 50.1 | -91.9167 | Canada | CA | CAN | Ontario |  | 5272 | 1124804545
Sipalay, Negros Occidental, Philippines | Sipalay | Sipalay | 9.75 | 122.4 | Philippines | PH | PHL | Negros Occidental |  | 70070 | 1608396492
Siparia, Siparia, Trinidad And Tobago | Siparia | Siparia | 10.1453 | -61.5074 | Trinidad And Tobago | TT | TTO | Siparia | admin |  | 1780418671
Siping, Jilin, China | Siping | Siping | 43.1715 | 124.3644 | China | CN | CHN | Jilin |  | 3300000 | 1156063295
Siquijor, Siquijor, Philippines | Siquijor | Siquijor | 9.2142 | 123.515 | Philippines | PH | PHL | Siquijor | admin |  | 1608692949
Siracusa, Sicilia, Italy | Siracusa | Siracusa | 37.0692 | 15.2875 | Italy | IT | ITA | Sicilia | minor | 121171 | 1380071816
Siraha, Sagarmāthā, Nepal | Siraha | Siraha | 26.6528 | 86.2069 | Nepal | NP | NPL | Sagarmāthā |  | 28442 | 1524369856
Siret, Suceava, Romania | Siret | Siret | 47.95 | 26.06 | Romania | RO | ROU | Suceava |  | 7976 | 1642359444
Sīrjān, Kermān, Iran | Sīrjān | Sirjan | 29.47 | 55.73 | Iran | IR | IRN | Kermān | minor | 175000 | 1364204506
Şırnak, Şırnak, Turkey | Şırnak | Sirnak | 37.5164 | 42.4611 | Turkey | TR | TUR | Şırnak | admin | 93431 | 1792867633
Sironko, Sironko, Uganda | Sironko | Sironko | 1.2294 | 34.2481 | Uganda | UG | UGA | Sironko | admin | 14100 | 1800419144
Sirsa, Haryāna, India | Sirsa | Sirsa | 29.4904 | 75.03 | India | IN | IND | Haryāna |  | 181639 | 1356966764
Sirsilla, Telangana, India | Sirsilla | Sirsilla | 18.38 | 78.83 | India | IN | IND | Telangana |  | 83186 | 1356360144
Şirvan, Şirvan, Azerbaijan | Şirvan | Sirvan | 39.9319 | 48.9203 | Azerbaijan | AZ | AZE | Şirvan |  | 58253 | 1031478213
Širvintos, Širvintos, Lithuania | Širvintos | Sirvintos | 55.0361 | 24.9694 | Lithuania | LT | LTU | Širvintos | admin | 5744 | 1440054141
Sisak, Sisačko-Moslavačka Županija, Croatia | Sisak | Sisak | 45.4878 | 16.3742 | Croatia | HR | HRV | Sisačko-Moslavačka Županija | admin | 33322 | 1191526652
Sisian, Syunik’, Armenia | Sisian | Sisian | 39.5208 | 46.0322 | Armenia | AM | ARM | Syunik’ |  | 14894 | 1051297901
Sisimiut, Qeqqata, Greenland | Sisimiut | Sisimiut | 66.9389 | -53.6722 | Greenland | GL | GRL | Qeqqata | admin | 5539 | 1304160154
Sisophon, Banteay Meanchey, Cambodia | Sisophon | Sisophon | 13.5833 | 102.9833 | Cambodia | KH | KHM | Banteay Meanchey | admin | 50302 | 1116276411
Sitalpur, Uttar Pradesh, India | Sitalpur | Sitalpur | 27.63 | 80.75 | India | IN | IND | Uttar Pradesh |  | 164435 | 1356838415
Siteía, Kríti, Greece | Siteía | Siteia | 35.2 | 26.1 | Greece | GR | GRC | Kríti | minor | 9348 | 1300275780
Siteki, Lubombo, Swaziland | Siteki | Siteki | -26.45 | 31.95 | Swaziland | SZ | SWZ | Lubombo | admin | 6152 | 1748933140
Sitka, Alaska, United States | Sitka | Sitka | 57.2401 | -135.3153 | United States | US | USA | Alaska |  | 6720 | 1840023319
Sittingbourne, Kent, United Kingdom | Sittingbourne | Sittingbourne | 51.34 | 0.74 | United Kingdom | GB | GBR | Kent |  | 62500 | 1826787936
Sittwe, Rakhine State, Burma | Sittwe | Sittwe | 20.1444 | 92.8969 | Burma | MM | MMR | Rakhine State | admin | 181000 | 1104269305
Sivas, Sivas, Turkey | Sivas | Sivas | 39.75 | 37.0167 | Turkey | TR | TUR | Sivas | admin | 377561 | 1792938326
Sīwah, Maţrūḩ, Egypt | Sīwah | Siwah | 29.2 | 25.5167 | Egypt | EG | EGY | Maţrūḩ |  | 23080 | 1818755237
Sixaola, Limón, Costa Rica | Sixaola | Sixaola | 9.5083 | -82.6147 | Costa Rica | CR | CRI | Limón |  | 10234 | 1188537249
Six-Fours-les-Plages, Provence-Alpes-Côte d’Azur, France | Six-Fours-les-Plages | Six-Fours-les-Plages | 43.1009 | 5.82 | France | FR | FRA | Provence-Alpes-Côte d’Azur |  | 32829 | 1250162436
Siyəzən, Siyəzən, Azerbaijan | Siyəzən | Siyazan | 41.0783 | 49.1061 | Azerbaijan | AZ | AZE | Siyəzən | admin | 18655 | 1031277547
Sizhan, Ningxia, China | Sizhan | Sizhan | 39.0099 | 106.3694 | China | CN | CHN | Ningxia |  | 730400 | 1156450911
Sjenica, Sjenica, Serbia | Sjenica | Sjenica | 43.2667 | 20 | Serbia | RS | SRB | Sjenica | admin | 14060 | 1688303533
Skadovs’k, Khersons’ka Oblast’, Ukraine | Skadovs’k | Skadovs'k | 46.1167 | 32.9167 | Ukraine | UA | UKR | Khersons’ka Oblast’ | minor | 18482 | 1804206912
Skálavík, , Faroe Islands | Skálavík | Skalavik | 61.8314 | -6.6623 | Faroe Islands | FO | FRO |  | admin |  | 1234815917
Skalica, Trnavský, Slovakia | Skalica | Skalica | 48.85 | 17.2333 | Slovakia | SK | SVK | Trnavský | minor | 14967 | 1703467870
Skaneateles, New York, United States | Skaneateles | Skaneateles | 42.9321 | -76.4131 | United States | US | USA | New York |  | 7198 | 1840004327
Skegness, Lincolnshire, United Kingdom | Skegness | Skegness | 53.14 | 0.34 | United Kingdom | GB | GBR | Lincolnshire |  | 19579 | 1826662811
Skellefteå, Västerbotten, Sweden | Skellefteå | Skelleftea | 64.7721 | 20.95 | Sweden | SE | SWE | Västerbotten | minor | 31311 | 1752233025
Skelmersdale, Lancashire, United Kingdom | Skelmersdale | Skelmersdale | 53.55 | -2.776 | United Kingdom | GB | GBR | Lancashire |  | 38813 | 1826978666
Skelton, Redcar and Cleveland, United Kingdom | Skelton | Skelton | 54.5619 | -0.9874 | United Kingdom | GB | GBR | Redcar and Cleveland |  | 9526 | 1826892783
Skenderaj, Skenderaj, Kosovo | Skenderaj | Skenderaj | 42.7467 | 20.7886 | Kosovo | XK | XKS | Skenderaj | admin | 50858 | 1901259570
Skewen, Neath Port Talbot, United Kingdom | Skewen | Skewen | 51.6609 | -3.8399 | United Kingdom | GB | GBR | Neath Port Talbot |  | 8500 | 1826000012
Skhirate, Rabat-Salé-Kénitra, Morocco | Skhirate | Skhirate | 33.85 | -7.03 | Morocco | MA | MAR | Rabat-Salé-Kénitra |  | 59775 | 1504664899
Skiatook, Oklahoma, United States | Skiatook | Skiatook | 36.3694 | -95.9819 | United States | US | USA | Oklahoma |  | 7367 | 1840022597
Skidal’, Hrodzyenskaya Voblasts’, Belarus | Skidal’ | Skidal' | 53.5833 | 24.25 | Belarus | BY | BLR | Hrodzyenskaya Voblasts’ |  | 10300 | 1112017248
Skidaway Island, Georgia, United States | Skidaway Island | Skidaway Island | 31.9372 | -81.0449 | United States | US | USA | Georgia |  | 8783 | 1840029458
Skien, Telemark, Norway | Skien | Skien | 59.2096 | 9.609 | Norway | NO | NOR | Telemark | admin | 73330 | 1578807356
Skierniewice, Łódzkie, Poland | Skierniewice | Skierniewice | 51.9528 | 20.1417 | Poland | PL | POL | Łódzkie | minor | 47837 | 1616077823
Skikda, Skikda, Algeria | Skikda | Skikda | 36.8667 | 6.9 | Algeria | DZ | DZA | Skikda | admin | 163318 | 1012619903
Skippack, Pennsylvania, United States | Skippack | Skippack | 40.2165 | -75.419 | United States | US | USA | Pennsylvania |  | 14858 | 1840005466
Skipton, North Yorkshire, United Kingdom | Skipton | Skipton | 53.962 | -2.017 | United Kingdom | GB | GBR | North Yorkshire |  | 14623 | 1826200772
Škocjan, Škocjan, Slovenia | Škocjan | Skocjan | 45.9067 | 15.2914 | Slovenia | SI | SVN | Škocjan | admin |  | 1705940381
Škofja Loka, Škofja Loka, Slovenia | Škofja Loka | Skofja Loka | 46.1655 | 14.3064 | Slovenia | SI | SVN | Škofja Loka | admin |  | 1705743622
Škofljica, Škofljica, Slovenia | Škofljica | Skofljica | 45.9833 | 14.5767 | Slovenia | SI | SVN | Škofljica | admin |  | 1705067758
Skokie, Illinois, United States | Skokie | Skokie | 42.0359 | -87.74 | United States | US | USA | Illinois |  | 62700 | 1840011321
Skopin, Ryazanskaya Oblast’, Russia | Skopin | Skopin | 53.8167 | 39.55 | Russia | RU | RUS | Ryazanskaya Oblast’ |  | 9511 | 1643315805
Skopje, Skopje, Macedonia | Skopje | Skopje | 41.9833 | 21.4333 | Macedonia | MK | MKD | Skopje | primary | 640000 | 1807600615
Skopun, , Faroe Islands | Skopun | Skopun | 61.9028 | -6.8823 | Faroe Islands | FO | FRO |  | admin |  | 1234929032
Skovorodino, Amurskaya Oblast’, Russia | Skovorodino | Skovorodino | 53.9833 | 123.9333 | Russia | RU | RUS | Amurskaya Oblast’ |  | 8943 | 1643357581
Skowhegan, Maine, United States | Skowhegan | Skowhegan | 44.7554 | -69.6657 | United States | US | USA | Maine |  | 8281 | 1840051814
Skrīveri, Skrīveru Novads, Latvia | Skrīveri | Skriveri | 56.6485 | 25.1195 | Latvia | LV | LVA | Skrīveru Novads | admin |  | 1428849429
Skrunda, Skrundas Novads, Latvia | Skrunda | Skrunda | 56.6756 | 22.0164 | Latvia | LV | LVA | Skrundas Novads | admin | 1970 | 1428371210
Skuodas, Skuodas, Lithuania | Skuodas | Skuodas | 56.2667 | 21.5333 | Lithuania | LT | LTU | Skuodas | admin | 5610 | 1440264405
Skuteč, Pardubický Kraj, Czechia | Skuteč | Skutec | 49.8435 | 15.9966 | Czechia | CZ | CZE | Pardubický Kraj |  | 5047 | 1203632121
Skúvoy, , Faroe Islands | Skúvoy | Skuvoy | 61.771 | -6.805 | Faroe Islands | FO | FRO |  | admin |  | 1234962897
Skvyra, Kyyivs’ka Oblast’, Ukraine | Skvyra | Skvyra | 49.7333 | 29.6833 | Ukraine | UA | UKR | Kyyivs’ka Oblast’ | minor | 15889 | 1804833632
Sky Lake, Florida, United States | Sky Lake | Sky Lake | 28.4611 | -81.3912 | United States | US | USA | Florida |  | 6119 | 1840014085
Skýdra, Kentrikí Makedonía, Greece | Skýdra | Skydra | 40.7667 | 22.15 | Greece | GR | GRC | Kentrikí Makedonía | minor | 5406 | 1300086862
Sládkovičovo, Trnavský, Slovakia | Sládkovičovo | Sladkovicovo | 48.2 | 17.65 | Slovakia | SK | SVK | Trnavský |  | 5281 | 1703910883
Slănic, Prahova, Romania | Slănic | Slanic | 45.2333 | 25.9392 | Romania | RO | ROU | Prahova |  | 6034 | 1642467949
Slantsy, Leningradskaya Oblast’, Russia | Slantsy | Slantsy | 59.1167 | 28.0833 | Russia | RU | RUS | Leningradskaya Oblast’ |  | 32508 | 1643315242
Slaný, Středočeský Kraj, Czechia | Slaný | Slany | 50.2305 | 14.087 | Czechia | CZ | CZE | Středočeský Kraj |  | 15864 | 1203367412
Šlapanice, Jihomoravský Kraj, Czechia | Šlapanice | Slapanice | 49.1687 | 16.7273 | Czechia | CZ | CZE | Jihomoravský Kraj |  | 7599 | 1203592744
Slatina, Olt, Romania | Slatina | Slatina | 44.4297 | 24.3642 | Romania | RO | ROU | Olt | admin | 70293 | 1642577360
Slatina, Virovitičko-Podravska Županija, Croatia | Slatina | Slatina | 45.7 | 17.7 | Croatia | HR | HRV | Virovitičko-Podravska Županija | minor | 10208 | 1191732993
Slaton, Texas, United States | Slaton | Slaton | 33.4421 | -101.6476 | United States | US | USA | Texas |  | 5713 | 1840021982
Slave Lake, Alberta, Canada | Slave Lake | Slave Lake | 55.2853 | -114.7706 | Canada | CA | CAN | Alberta |  | 6651 | 1124106662
Slavgorod, Altayskiy Kray, Russia | Slavgorod | Slavgorod | 53 | 78.65 | Russia | RU | RUS | Altayskiy Kray |  | 29916 | 1643239330
Slavičín, Zlínský Kraj, Czechia | Slavičín | Slavicin | 49.088 | 17.8735 | Czechia | CZ | CZE | Zlínský Kraj |  | 6386 | 1203016880
Slavkov u Brna, Jihomoravský Kraj, Czechia | Slavkov u Brna | Slavkov u Brna | 49.1533 | 16.8765 | Czechia | CZ | CZE | Jihomoravský Kraj |  | 6916 | 1203145713
Slavonski Brod, Brodsko-Posavska Županija, Croatia | Slavonski Brod | Slavonski Brod | 45.1553 | 18.0144 | Croatia | HR | HRV | Brodsko-Posavska Županija | admin | 56769 | 1191097030
Slavutych, Kyyivs’ka Oblast’, Ukraine | Slavutych | Slavutych | 51.5206 | 30.7569 | Ukraine | UA | UKR | Kyyivs’ka Oblast’ |  | 25030 | 1804529063
Slavyansk-na-Kubani, Krasnodarskiy Kray, Russia | Slavyansk-na-Kubani | Slavyansk-na-Kubani | 45.2586 | 38.1247 | Russia | RU | RUS | Krasnodarskiy Kray | minor | 66285 | 1643757173
Slawharad, Mahilyowskaya Voblasts’, Belarus | Slawharad | Slawharad | 53.4453 | 30.9964 | Belarus | BY | BLR | Mahilyowskaya Voblasts’ | minor | 7900 | 1112995791
Sleaford, Lincolnshire, United Kingdom | Sleaford | Sleaford | 52.996 | -0.413 | United Kingdom | GB | GBR | Lincolnshire |  | 17671 | 1826743491
Sleepy Hollow, New York, United States | Sleepy Hollow | Sleepy Hollow | 41.0936 | -73.8724 | United States | US | USA | New York |  | 10046 | 1840004944
Slidell, Louisiana, United States | Slidell | Slidell | 30.2881 | -89.7826 | United States | US | USA | Louisiana |  | 93040 | 1840015911
Sliema, Sliema, Malta | Sliema | Sliema | 35.9125 | 14.5019 | Malta | MT | MLT | Sliema | admin |  | 1470229986
Sligo, Sligo, Ireland | Sligo | Sligo | 54.2667 | -8.4833 | Ireland | IE | IRL | Sligo | admin | 19452 | 1372185807
Slinger, Wisconsin, United States | Slinger | Slinger | 43.3318 | -88.2799 | United States | US | USA | Wisconsin |  | 5565 | 1840002828
Slippery Rock, Pennsylvania, United States | Slippery Rock | Slippery Rock | 41.0695 | -80.058 | United States | US | USA | Pennsylvania |  | 6541 | 1840000874
Sliven, Sliven, Bulgaria | Sliven | Sliven | 42.6808 | 26.3164 | Bulgaria | BG | BGR | Sliven | admin | 107570 | 1100110215
Slivnitsa, Sofia, Bulgaria | Slivnitsa | Slivnitsa | 42.8522 | 23.0375 | Bulgaria | BG | BGR | Sofia | minor | 7320 | 1100666506
Slobodskoy, Kirovskaya Oblast’, Russia | Slobodskoy | Slobodskoy | 58.7242 | 50.1612 | Russia | RU | RUS | Kirovskaya Oblast’ |  | 32793 | 1643784759
Slobozia, Ialomiţa, Romania | Slobozia | Slobozia | 44.5639 | 27.3661 | Romania | RO | ROU | Ialomiţa | admin | 45891 | 1642971618
Slonim, Hrodzyenskaya Voblasts’, Belarus | Slonim | Slonim | 53.0833 | 25.3167 | Belarus | BY | BLR | Hrodzyenskaya Voblasts’ | minor | 50100 | 1112619287
Slough, Slough, United Kingdom | Slough | Slough | 51.51 | -0.59 | United Kingdom | GB | GBR | Slough |  | 164455 | 1826807636
Slovenj Gradec, Slovenj Gradec, Slovenia | Slovenj Gradec | Slovenj Gradec | 46.5093 | 15.079 | Slovenia | SI | SVN | Slovenj Gradec | admin |  | 1705845238
Slovenska Bistrica, Slovenska Bistrica, Slovenia | Slovenska Bistrica | Slovenska Bistrica | 46.3941 | 15.5707 | Slovenia | SI | SVN | Slovenska Bistrica | admin |  | 1705359875
Slovenske Konjice, Slovenske Konjice, Slovenia | Slovenske Konjice | Slovenske Konjice | 46.3362 | 15.421 | Slovenia | SI | SVN | Slovenske Konjice | admin |  | 1705506460
Sloviansk, Donets’ka Oblast’, Ukraine | Sloviansk | Sloviansk | 48.87 | 37.625 | Ukraine | UA | UKR | Donets’ka Oblast’ | minor | 113196 | 1804877044
Šluknov, Ústecký Kraj, Czechia | Šluknov | Sluknov | 51.0038 | 14.4527 | Czechia | CZ | CZE | Ústecký Kraj |  | 5653 | 1203890462
Slutsk, Minskaya Voblasts’, Belarus | Slutsk | Slutsk | 53.0167 | 27.55 | Belarus | BY | BLR | Minskaya Voblasts’ | minor | 61700 | 1112178336
Slyudyanka, Irkutskaya Oblast’, Russia | Slyudyanka | Slyudyanka | 51.6594 | 103.7061 | Russia | RU | RUS | Irkutskaya Oblast’ |  | 18287 | 1643956172
Small Heath, Birmingham, United Kingdom | Small Heath | Small Heath | 52.4629 | -1.8542 | United Kingdom | GB | GBR | Birmingham |  | 36898 | 1826945156
Smārde, Engures Novads, Latvia | Smārde | Smarde | 56.9533 | 23.3387 | Latvia | LV | LVA | Engures Novads | admin |  | 1428580716
Smarhon’, Hrodzyenskaya Voblasts’, Belarus | Smarhon’ | Smarhon' | 54.4836 | 26.4 | Belarus | BY | BLR | Hrodzyenskaya Voblasts’ | minor | 36300 | 1112716074
Šmarje, Šmarje pri Jelšah, Slovenia | Šmarje | Smarje | 46.2272 | 15.5192 | Slovenia | SI | SVN | Šmarje pri Jelšah | admin |  | 1705373506
Šmarješke Toplice, Šmarješke Toplice, Slovenia | Šmarješke Toplice | Smarjeske Toplice | 45.862 | 15.2231 | Slovenia | SI | SVN | Šmarješke Toplice | admin |  | 1705361649
Šmartno, Šmartno pri Litiji, Slovenia | Šmartno | Smartno | 46.0444 | 14.8442 | Slovenia | SI | SVN | Šmartno pri Litiji | admin |  | 1705164835
Šmartno, Šmartno ob Paki, Slovenia | Šmartno | Smartno | 46.3333 | 15.0333 | Slovenia | SI | SVN | Šmartno ob Paki | admin |  | 1705804130
Smederevo, Smederevo, Serbia | Smederevo | Smederevo | 44.6633 | 20.9289 | Serbia | RS | SRB | Smederevo | admin |  | 1688344019
Smederevska Palanka, Smederevska Palanka, Serbia | Smederevska Palanka | Smederevska Palanka | 44.3655 | 20.9587 | Serbia | RS | SRB | Smederevska Palanka | admin |  | 1688107292
Smethwick, Sandwell, United Kingdom | Smethwick | Smethwick | 52.4928 | -1.9682 | United Kingdom | GB | GBR | Sandwell |  | 14146 | 1826953119
Śmigiel, Wielkopolskie, Poland | Śmigiel | Smigiel | 52.0134 | 16.527 | Poland | PL | POL | Wielkopolskie |  | 5420 | 1616104537
Smila, Cherkas’ka Oblast’, Ukraine | Smila | Smila | 49.2167 | 31.8667 | Ukraine | UA | UKR | Cherkas’ka Oblast’ | minor | 68536 | 1804490050
Smiltene, Smiltenes Novads, Latvia | Smiltene | Smiltene | 57.4242 | 25.9064 | Latvia | LV | LVA | Smiltenes Novads | admin | 5306 | 1428035157
Smithers, British Columbia, Canada | Smithers | Smithers | 54.7819 | -127.1681 | Canada | CA | CAN | British Columbia |  | 5351 | 1124191574
Smithfield, North Carolina, United States | Smithfield | Smithfield | 35.5131 | -78.3497 | United States | US | USA | North Carolina |  | 32156 | 1840017795
Smithfield, Rhode Island, United States | Smithfield | Smithfield | 41.9015 | -71.5308 | United States | US | USA | Rhode Island |  | 21630 | 1840106200
Smithfield, Utah, United States | Smithfield | Smithfield | 41.8347 | -111.8266 | United States | US | USA | Utah |  | 12025 | 1840021321
Smithfield, Virginia, United States | Smithfield | Smithfield | 36.9754 | -76.6162 | United States | US | USA | Virginia |  | 10702 | 1840006487
Smithfield Heights, Queensland, Australia | Smithfield Heights | Smithfield Heights | -16.8314 | 145.691 | Australia | AU | AUS | Queensland |  | 5303 | 1036797461
Smithfield Township, Pennsylvania, United States | Smithfield Township | Smithfield Township | 41.0198 | -75.1359 | United States | US | USA | Pennsylvania |  | 7373 | 1840144159
Smiths Falls, Ontario, Canada | Smiths Falls | Smiths Falls | 44.9 | -76.0167 | Canada | CA | CAN | Ontario |  | 8780 | 1124233827
Smiths Station, Alabama, United States | Smiths Station | Smiths Station | 32.5284 | -85.096 | United States | US | USA | Alabama |  | 5391 | 1840015792
Smithton, Tasmania, Australia | Smithton | Smithton | -40.844 | 145.12 | Australia | AU | AUS | Tasmania |  | 3881 | 1036207188
Smithtown, New York, United States | Smithtown | Smithtown | 40.8662 | -73.2164 | United States | US | USA | New York |  | 117031 | 1840058498
Smithville, Missouri, United States | Smithville | Smithville | 39.3921 | -94.5748 | United States | US | USA | Missouri |  | 10795 | 1840009605
Smithville, New Jersey, United States | Smithville | Smithville | 39.4934 | -74.4782 | United States | US | USA | New Jersey |  | 7835 | 1840024384
Smolensk, Smolenskaya Oblast’, Russia | Smolensk | Smolensk | 54.7828 | 32.0453 | Russia | RU | RUS | Smolenskaya Oblast’ | admin | 329853 | 1643627051
Smolyan, Smolyan, Bulgaria | Smolyan | Smolyan | 41.5753 | 24.7128 | Bulgaria | BG | BGR | Smolyan | admin | 31548 | 1100429166
Smyrna, Georgia, United States | Smyrna | Smyrna | 33.8633 | -84.5168 | United States | US | USA | Georgia |  | 56666 | 1840015634
Smyrna, Tennessee, United States | Smyrna | Smyrna | 35.9722 | -86.5253 | United States | US | USA | Tennessee |  | 51586 | 1840017758
Smyrna, Delaware, United States | Smyrna | Smyrna | 39.2936 | -75.6083 | United States | US | USA | Delaware |  | 11813 | 1840005820
Snaresbrook, Redbridge, United Kingdom | Snaresbrook | Snaresbrook | 51.587 | 0.0146 | United Kingdom | GB | GBR | Redbridge |  | 11868 | 1826731920
Snellville, Georgia, United States | Snellville | Snellville | 33.8563 | -84.0038 | United States | US | USA | Georgia |  | 20077 | 1840015614
Snezhinsk, Chelyabinskaya Oblast’, Russia | Snezhinsk | Snezhinsk | 56.0833 | 60.7333 | Russia | RU | RUS | Chelyabinskaya Oblast’ |  | 51048 | 1643306230
Snezhnogorsk, Murmanskaya Oblast’, Russia | Snezhnogorsk | Snezhnogorsk | 69.1942 | 33.2331 | Russia | RU | RUS | Murmanskaya Oblast’ |  | 12642 | 1643272014
Snina, Prešovský, Slovakia | Snina | Snina | 48.9881 | 22.1567 | Slovakia | SK | SVK | Prešovský | minor | 19855 | 1703799818
Snizhne, Donets’ka Oblast’, Ukraine | Snizhne | Snizhne | 48.0167 | 38.7667 | Ukraine | UA | UKR | Donets’ka Oblast’ |  | 47259 | 1804966231
Snodland, Kent, United Kingdom | Snodland | Snodland | 51.328 | 0.4467 | United Kingdom | GB | GBR | Kent |  | 10211 | 1826888487
Snohomish, Washington, United States | Snohomish | Snohomish | 47.9276 | -122.0968 | United States | US | USA | Washington |  | 10154 | 1840021078
Snoqualmie, Washington, United States | Snoqualmie | Snoqualmie | 47.5293 | -121.8412 | United States | US | USA | Washington |  | 26289 | 1840021119
Snovsk, Chernihivs’ka Oblast’, Ukraine | Snovsk | Snovsk | 51.8167 | 31.95 | Ukraine | UA | UKR | Chernihivs’ka Oblast’ | minor | 11390 | 1804059681
Snowflake, Arizona, United States | Snowflake | Snowflake | 34.5225 | -110.0913 | United States | US | USA | Arizona |  | 6733 | 1840022572
Snyatyn, Ivano-Frankivs’ka Oblast’, Ukraine | Snyatyn | Snyatyn | 48.45 | 25.5667 | Ukraine | UA | UKR | Ivano-Frankivs’ka Oblast’ | minor | 9942 | 1804025263
Snyder, Texas, United States | Snyder | Snyder | 32.7133 | -100.9113 | United States | US | USA | Texas |  | 11371 | 1840022059
Snyderville, Utah, United States | Snyderville | Snyderville | 40.7042 | -111.5438 | United States | US | USA | Utah |  | 6352 | 1840024187
Soasio, Maluku Utara, Indonesia | Soasio | Soasio | 0.6964 | 127.436 | Indonesia | ID | IDN | Maluku Utara |  | 60611 | 1360827216
Sobernheim, Rhineland-Palatinate, Germany | Sobernheim | Sobernheim | 49.7872 | 7.6528 | Germany | DE | DEU | Rhineland-Palatinate |  | 6573 | 1276431612
Soběslav, Jihočeský Kraj, Czechia | Soběslav | Sobeslav | 49.26 | 14.7186 | Czechia | CZ | CZE | Jihočeský Kraj |  | 6907 | 1203332311
Sobinka, Vladimirskaya Oblast’, Russia | Sobinka | Sobinka | 55.99 | 40.0167 | Russia | RU | RUS | Vladimirskaya Oblast’ |  | 17799 | 1643819695
Sobótka, Dolnośląskie, Poland | Sobótka | Sobotka | 50.8986 | 16.7444 | Poland | PL | POL | Dolnośląskie |  | 6965 | 1616973304
Sobral, Ceará, Brazil | Sobral | Sobral | -3.6861 | -40.3497 | Brazil | BR | BRA | Ceará |  | 157996 | 1076577102
Sobral de Monte Agraço, Lisboa, Portugal | Sobral de Monte Agraço | Sobral de Monte Agraco | 39.0167 | -9.15 | Portugal | PT | PRT | Lisboa | minor | 10156 | 1620360918
Sobrance, Košický, Slovakia | Sobrance | Sobrance | 48.746 | 22.179 | Slovakia | SK | SVK | Košický | minor | 6170 | 1703777027
Sóc Trăng, Sóc Trăng, Vietnam | Sóc Trăng | Soc Trang | 9.6 | 105.9719 | Vietnam | VN | VNM | Sóc Trăng | admin | 300000 | 1704758756
Socastee, South Carolina, United States | Socastee | Socastee | 33.6871 | -79.0086 | United States | US | USA | South Carolina |  | 24056 | 1840013647
Sochi, Krasnodarskiy Kray, Russia | Sochi | Sochi | 43.5853 | 39.7203 | Russia | RU | RUS | Krasnodarskiy Kray |  | 411524 | 1643009782
Socopó, Barinas, Venezuela | Socopó | Socopo | 8.2322 | -70.8206 | Venezuela | VE | VEN | Barinas | minor | 101512 | 1862619610
Socorro, São Paulo, Brazil | Socorro | Socorro | -22.5908 | -46.5289 | Brazil | BR | BRA | São Paulo |  | 39565 | 1076716761
Socorro, Texas, United States | Socorro | Socorro | 31.6384 | -106.2601 | United States | US | USA | Texas |  | 34370 | 1840022136
Socorro, Santander, Colombia | Socorro | Socorro | 6.4603 | -73.27 | Colombia | CO | COL | Santander | minor | 24895 | 1170793746
Socorro, New Mexico, United States | Socorro | Socorro | 34.0543 | -106.9066 | United States | US | USA | New Mexico |  | 8292 | 1840021898
Socuéllamos, Castille-La Mancha, Spain | Socuéllamos | Socuellamos | 39.2933 | -2.7942 | Spain | ES | ESP | Castille-La Mancha |  | 12139 | 1724254841
Sodankylä, Lappi, Finland | Sodankylä | Sodankyla | 67.4171 | 26.6 | Finland | FI | FIN | Lappi | minor | 8942 | 1246413171
Soddy-Daisy, Tennessee, United States | Soddy-Daisy | Soddy-Daisy | 35.2571 | -85.1739 | United States | US | USA | Tennessee |  | 13619 | 1840035990
Sodo, YeDebub Bihēroch Bihēreseboch na Hizboch, Ethiopia | Sodo | Sodo | 6.9 | 37.75 | Ethiopia | ET | ETH | YeDebub Bihēroch Bihēreseboch na Hizboch |  | 65737 | 1231130720
Sodražica, Sodražica, Slovenia | Sodražica | Sodrazica | 45.7611 | 14.6356 | Slovenia | SI | SVN | Sodražica | admin |  | 1705295579
Sodus, New York, United States | Sodus | Sodus | 43.2199 | -77.0516 | United States | US | USA | New York |  | 8116 | 1840004295
Soeda, Fukuoka, Japan | Soeda | Soeda | 33.5717 | 130.8542 | Japan | JP | JPN | Fukuoka |  | 9049 | 1392649831
Soest, North Rhine-Westphalia, Germany | Soest | Soest | 51.5711 | 8.1092 | Germany | DE | DEU | North Rhine-Westphalia | minor | 47460 | 1276851034
Sofia, Sofia-Grad, Bulgaria | Sofia | Sofia | 42.6975 | 23.3241 | Bulgaria | BG | BGR | Sofia-Grad | primary | 1355142 | 1100762037
Sofifi, Maluku Utara, Indonesia | Sofifi | Sofifi | 0.7373 | 127.5588 | Indonesia | ID | IDN | Maluku Utara | admin |  | 1360431437
Sogamoso, Boyacá, Colombia | Sogamoso | Sogamoso | 5.72 | -72.94 | Colombia | CO | COL | Boyacá | minor | 126551 | 1170000109
Soham, Cambridgeshire, United Kingdom | Soham | Soham | 52.3338 | 0.3361 | United Kingdom | GB | GBR | Cambridgeshire |  | 10860 | 1826606528
Sohano, Bougainville, Papua New Guinea | Sohano | Sohano | -5.4297 | 154.6711 | Papua New Guinea | PG | PNG | Bougainville |  | 2338 | 1598474458
Soio, Zaire, Angola | Soio | Soio | -6.1296 | 12.37 | Angola | AO | AGO | Zaire |  | 67491 | 1024903782
Soissons, Hauts-de-France, France | Soissons | Soissons | 49.3817 | 3.3236 | France | FR | FRA | Hauts-de-France | minor | 28530 | 1250109043
Sōja, Okayama, Japan | Sōja | Soja | 34.6728 | 133.7467 | Japan | JP | JPN | Okayama |  | 68172 | 1392665556
Sōka, Saitama, Japan | Sōka | Soka | 35.8256 | 139.8056 | Japan | JP | JPN | Saitama |  | 250939 | 1392354483
Sokal’, L’vivs’ka Oblast’, Ukraine | Sokal’ | Sokal' | 50.4833 | 24.2833 | Ukraine | UA | UKR | L’vivs’ka Oblast’ | minor | 20986 | 1804008451
Sokcho, Gangwon, Korea, South | Sokcho | Sokcho | 38.2083 | 128.5911 | Korea, South | KR | KOR | Gangwon | minor | 79846 | 1410921315
Söke, Aydın, Turkey | Söke | Soke | 37.7512 | 27.4103 | Turkey | TR | TUR | Aydın | minor | 77341 | 1792512916
Sokhumi, Abkhazia, Georgia | Sokhumi | Sokhumi | 43.0033 | 41.0153 | Georgia | GE | GEO | Abkhazia | admin | 64441 | 1268394475
Sokobanja, Sokobanja, Serbia | Sokobanja | Sokobanja | 43.6394 | 21.8694 | Serbia | RS | SRB | Sokobanja | admin | 7982 | 1688282797
Sokodé, Centrale, Togo | Sokodé | Sokode | 8.9833 | 1.1333 | Togo | TG | TGO | Centrale | admin | 113000 | 1768875145
Sokol, Vologodskaya Oblast’, Russia | Sokol | Sokol | 59.4667 | 40.1167 | Russia | RU | RUS | Vologodskaya Oblast’ |  | 36924 | 1643586879
Sokolo, Ségou, Mali | Sokolo | Sokolo | 14.7337 | -6.1333 | Mali | ML | MLI | Ségou |  | 4374 | 1466033359
Sokolov, Karlovarský Kraj, Czechia | Sokolov | Sokolov | 50.1814 | 12.6402 | Czechia | CZ | CZE | Karlovarský Kraj |  | 23033 | 1203662180
Sokoto, Sokoto, Nigeria | Sokoto | Sokoto | 13.0622 | 5.2339 | Nigeria | NG | NGA | Sokoto | admin | 732178 | 1566574518
Sol’-Iletsk, Orenburgskaya Oblast’, Russia | Sol’-Iletsk | Sol'-Iletsk | 51.1667 | 54.9833 | Russia | RU | RUS | Orenburgskaya Oblast’ |  | 27085 | 1643001542
Sola, Torba, Vanuatu | Sola | Sola | -13.8761 | 167.5517 | Vanuatu | VU | VUT | Torba | admin |  | 1548600754
Solan, Himāchal Pradesh, India | Solan | Solan | 30.92 | 77.12 | India | IN | IND | Himāchal Pradesh |  | 39256 | 1356105721
Solana Beach, California, United States | Solana Beach | Solana Beach | 32.9942 | -117.2575 | United States | US | USA | California |  | 13296 | 1840021993
Solāpur, Mahārāshtra, India | Solāpur | Solapur | 17.6833 | 75.9167 | India | IN | IND | Mahārāshtra |  | 951558 | 1356314385
Solčava, Solčava, Slovenia | Solčava | Solcava | 46.4194 | 14.6936 | Slovenia | SI | SVN | Solčava | admin |  | 1705581561
Soldado Bartra, Loreto, Peru | Soldado Bartra | Soldado Bartra | -2.5161 | -75.7666 | Peru | PE | PER | Loreto |  | 10 | 1604302193
Şoldăneşti, Şoldăneşti, Moldova | Şoldăneşti | Soldanesti | 47.8153 | 28.7967 | Moldova | MD | MDA | Şoldăneşti | admin | 5883 | 1498087659
Soldotna, Alaska, United States | Soldotna | Soldotna | 60.4862 | -151.0672 | United States | US | USA | Alaska |  | 7398 | 1840023415
Solebury, Pennsylvania, United States | Solebury | Solebury | 40.3676 | -75.0031 | United States | US | USA | Pennsylvania |  | 8593 | 1840101286
Soledad, Atlántico, Colombia | Soledad | Soledad | 10.92 | -74.77 | Colombia | CO | COL | Atlántico | minor | 698852 | 1170765625
Soledad, California, United States | Soledad | Soledad | 36.4432 | -121.3426 | United States | US | USA | California |  | 26207 | 1840021635
Soledad Atzompa, Veracruz, Mexico | Soledad Atzompa | Soledad Atzompa | 18.755 | -97.1522 | Mexico | MX | MEX | Veracruz | minor | 23130 | 1484642759
Soledad de Doblado, Veracruz, Mexico | Soledad de Doblado | Soledad de Doblado | 19.0447 | -96.4233 | Mexico | MX | MEX | Veracruz | minor | 27770 | 1484007805
Soledad de Graciano Sánchez, San Luis Potosí, Mexico | Soledad de Graciano Sánchez | Soledad de Graciano Sanchez | 22.1833 | -100.9333 | Mexico | MX | MEX | San Luis Potosí | minor | 215968 | 1484610487
Soledade, Rio Grande do Sul, Brazil | Soledade | Soledade | -28.8178 | -52.51 | Brazil | BR | BRA | Rio Grande do Sul |  | 30044 | 1076105389
Soligalich, Kostromskaya Oblast’, Russia | Soligalich | Soligalich | 59.0833 | 42.2833 | Russia | RU | RUS | Kostromskaya Oblast’ |  | 5998 | 1643010609
Solihull, Solihull, United Kingdom | Solihull | Solihull | 52.413 | -1.778 | United Kingdom | GB | GBR | Solihull |  | 123187 | 1826720500
Solikamsk, Permskiy Kray, Russia | Solikamsk | Solikamsk | 59.6333 | 56.7667 | Russia | RU | RUS | Permskiy Kray |  | 94628 | 1643137756
Solingen, North Rhine-Westphalia, Germany | Solingen | Solingen | 51.1667 | 7.0833 | Germany | DE | DEU | North Rhine-Westphalia | minor | 159360 | 1276728190
Sollom, Lancashire, United Kingdom | Sollom | Sollom | 53.662 | -2.825 | United Kingdom | GB | GBR | Lancashire |  | 5350 | 1826569253
Solnechnogorsk, Moskovskaya Oblast’, Russia | Solnechnogorsk | Solnechnogorsk | 56.1844 | 36.995 | Russia | RU | RUS | Moskovskaya Oblast’ |  | 51612 | 1643958876
Solok, Sumatera Barat, Indonesia | Solok | Solok | -0.7883 | 100.6542 | Indonesia | ID | IDN | Sumatera Barat |  | 68602 | 1360178406
Sololá, Sololá, Guatemala | Sololá | Solola | 14.773 | -91.183 | Guatemala | GT | GTM | Sololá | admin | 45373 | 1320747500
Solon, Ohio, United States | Solon | Solon | 41.3864 | -81.4401 | United States | US | USA | Ohio |  | 22779 | 1840003413
Solothurn, Solothurn, Switzerland | Solothurn | Solothurn | 47.2081 | 7.5375 | Switzerland | CH | CHE | Solothurn | admin | 16777 | 1756650126
Solotvyno, Zakarpats’ka Oblast’, Ukraine | Solotvyno | Solotvyno | 47.9597 | 23.8669 | Ukraine | UA | UKR | Zakarpats’ka Oblast’ |  | 8632 | 1804988039
Solt, Bács-Kiskun, Hungary | Solt | Solt | 46.8008 | 19.0042 | Hungary | HU | HUN | Bács-Kiskun |  | 6125 | 1348965448
Soltau, Lower Saxony, Germany | Soltau | Soltau | 52.9833 | 9.8333 | Germany | DE | DEU | Lower Saxony |  | 21317 | 1276678434
Soltsy, Novgorodskaya Oblast’, Russia | Soltsy | Soltsy | 58.1167 | 30.3167 | Russia | RU | RUS | Novgorodskaya Oblast’ |  | 8803 | 1643041908
Soltvadkert, Bács-Kiskun, Hungary | Soltvadkert | Soltvadkert | 46.5808 | 19.3936 | Hungary | HU | HUN | Bács-Kiskun |  | 7342 | 1348773002
Solvang, California, United States | Solvang | Solvang | 34.5936 | -120.1401 | United States | US | USA | California |  | 16540 | 1840021831
Solvay, New York, United States | Solvay | Solvay | 43.0573 | -76.2126 | United States | US | USA | New York |  | 6234 | 1840004328
Solwezi, North-Western, Zambia | Solwezi | Solwezi | -12.1833 | 26.4 | Zambia | ZM | ZMB | North-Western | admin | 65000 | 1894777820
Soma, Manisa, Turkey | Soma | Soma | 39.1833 | 27.6056 | Turkey | TR | TUR | Manisa | minor | 108981 | 1792461536
Sombor, Sombor, Serbia | Sombor | Sombor | 45.78 | 19.12 | Serbia | RS | SRB | Sombor | admin | 51471 | 1688575779
Sombrerete, Zacatecas, Mexico | Sombrerete | Sombrerete | 23.6333 | -103.6397 | Mexico | MX | MEX | Zacatecas | minor | 58201 | 1484007324
Şomcuta Mare, Maramureş, Romania | Şomcuta Mare | Somcuta Mare | 47.5167 | 23.4667 | Romania | RO | ROU | Maramureş |  | 7565 | 1642764917
Somerdale, New Jersey, United States | Somerdale | Somerdale | 39.8454 | -75.0218 | United States | US | USA | New Jersey |  | 5477 | 1840001512
Somero, Varsinais-Suomi, Finland | Somero | Somero | 60.6292 | 23.5139 | Finland | FI | FIN | Varsinais-Suomi | minor | 9093 | 1246015002
Somers, New York, United States | Somers | Somers | 41.3058 | -73.725 | United States | US | USA | New York |  | 21408 | 1840058503
Somers, Connecticut, United States | Somers | Somers | 41.9949 | -72.453 | United States | US | USA | Connecticut |  | 11137 | 1840033631
Somers, Wisconsin, United States | Somers | Somers | 42.6411 | -87.8919 | United States | US | USA | Wisconsin |  | 8371 | 1840038024
Somers Point, New Jersey, United States | Somers Point | Somers Point | 39.3167 | -74.6066 | United States | US | USA | New Jersey |  | 10174 | 1840001537
Somerset, Kentucky, United States | Somerset | Somerset | 37.0815 | -84.6091 | United States | US | USA | Kentucky |  | 30053 | 1840015257
Somerset, New Jersey, United States | Somerset | Somerset | 40.5083 | -74.501 | United States | US | USA | New Jersey |  | 24527 | 1840005375
Somerset, Massachusetts, United States | Somerset | Somerset | 41.7404 | -71.1612 | United States | US | USA | Massachusetts |  | 18207 | 1840053662
Somerset, Pennsylvania, United States | Somerset | Somerset | 40.005 | -79.0778 | United States | US | USA | Pennsylvania |  | 11738 | 1840003747
Somersworth, New Hampshire, United States | Somersworth | Somersworth | 43.2534 | -70.8856 | United States | US | USA | New Hampshire |  | 11968 | 1840002810
Somerton, Arizona, United States | Somerton | Somerton | 32.6009 | -114.699 | United States | US | USA | Arizona |  | 19684 | 1840021997
Somerville, Massachusetts, United States | Somerville | Somerville | 42.3908 | -71.1013 | United States | US | USA | Massachusetts |  | 81360 | 1840003123
Somerville, New Jersey, United States | Somerville | Somerville | 40.5696 | -74.6092 | United States | US | USA | New Jersey |  | 12063 | 1840001056
Somerville, Victoria, Australia | Somerville | Somerville | -38.226 | 145.177 | Australia | AU | AUS | Victoria |  | 11336 | 1036275983
Sömmerda, Thuringia, Germany | Sömmerda | Sommerda | 51.1617 | 11.1169 | Germany | DE | DEU | Thuringia | minor | 19034 | 1276806984
Somoto, Madriz, Nicaragua | Somoto | Somoto | 13.4833 | -86.5833 | Nicaragua | NI | NIC | Madriz | admin | 20300 | 1558605178
Sompting, West Sussex, United Kingdom | Sompting | Sompting | 50.8303 | -0.3395 | United Kingdom | GB | GBR | West Sussex |  | 8561 | 1826847818
Sơn La, Sơn La, Vietnam | Sơn La | Son La | 21.327 | 103.9141 | Vietnam | VN | VNM | Sơn La | admin | 19054 | 1704957010
Sơn Tây, Hà Nội, Vietnam | Sơn Tây | Son Tay | 21.1382 | 105.505 | Vietnam | VN | VNM | Hà Nội | minor | 189547 | 1704714941
Sŏnbong, Nasŏn, Korea, North | Sŏnbong | Sonbong | 42.3377 | 130.4027 | Korea, North | KP | PRK | Nasŏn | minor | 60864 | 1408519732
Sondershausen, Thuringia, Germany | Sondershausen | Sondershausen | 51.3667 | 10.8667 | Germany | DE | DEU | Thuringia | minor | 21513 | 1276468586
Song Phi Nong, Suphan Buri, Thailand | Song Phi Nong | Song Phi Nong | 14.2306 | 100.0389 | Thailand | TH | THA | Suphan Buri | minor | 12926 | 1764684967
Songea, Ruvuma, Tanzania | Songea | Songea | -10.6833 | 35.65 | Tanzania | TZ | TZA | Ruvuma | admin | 99961 | 1834461509
Songkhla, Songkhla, Thailand | Songkhla | Songkhla | 7.2061 | 100.5967 | Thailand | TH | THA | Songkhla | admin | 63834 | 1764543650
Sŏngnam, Gyeonggi, Korea, South | Sŏngnam | Songnam | 37.4386 | 127.1378 | Korea, South | KR | KOR | Gyeonggi |  | 948757 | 1410622472
Songnim, Hwangbuk, Korea, North | Songnim | Songnim | 38.7333 | 125.6333 | Korea, North | KP | PRK | Hwangbuk |  | 128831 | 1408214405
Songo, Uíge, Angola | Songo | Songo | -7.3496 | 14.85 | Angola | AO | AGO | Uíge |  | 10579 | 1024923411
Songyang, Henan, China | Songyang | Songyang | 34.4161 | 113.0424 | China | CN | CHN | Henan | minor | 668592 | 1156143149
Songzi, Hubei, China | Songzi | Songzi | 30.1772 | 111.7732 | China | CN | CHN | Hubei |  | 765911 | 1156837705
Sonīpat, Haryāna, India | Sonīpat | Sonipat | 28.9958 | 77.0114 | India | IN | IND | Haryāna |  | 250521 | 1356648808
Sonneberg, Thuringia, Germany | Sonneberg | Sonneberg | 50.35 | 11.1667 | Germany | DE | DEU | Thuringia | minor | 23830 | 1276304773
Sonoita, Sonora, Mexico | Sonoita | Sonoita | 31.8614 | -112.8544 | Mexico | MX | MEX | Sonora | minor | 12849 | 1484032951
Sonoma, California, United States | Sonoma | Sonoma | 38.2902 | -122.4598 | United States | US | USA | California |  | 33831 | 1840021490
Sonora, California, United States | Sonora | Sonora | 37.9819 | -120.3828 | United States | US | USA | California |  | 28035 | 1840021511
Sonsón, Antioquia, Colombia | Sonsón | Sonson | 5.7166 | -75.3166 | Colombia | CO | COL | Antioquia | minor | 18817 | 1170000118
Sonsonate, Sonsonate, El Salvador | Sonsonate | Sonsonate | 13.72 | -89.73 | El Salvador | SV | SLV | Sonsonate | admin | 168947 | 1222380208
Sonthofen, Bavaria, Germany | Sonthofen | Sonthofen | 47.5142 | 10.2817 | Germany | DE | DEU | Bavaria | minor | 21541 | 1276823857
Sontra, Hesse, Germany | Sontra | Sontra | 51.0667 | 9.9333 | Germany | DE | DEU | Hesse |  | 7839 | 1276109976
Sooke, British Columbia, Canada | Sooke | Sooke | 48.3761 | -123.7378 | Canada | CA | CAN | British Columbia |  | 13001 | 1124034713
Sopište, Sopište, Macedonia | Sopište | Sopiste | 41.9547 | 21.4275 | Macedonia | MK | MKD | Sopište | admin |  | 1807691189
Sopot, Pomorskie, Poland | Sopot | Sopot | 54.4419 | 18.5478 | Poland | PL | POL | Pomorskie | minor | 37457 | 1616375300
Sopron, Sopron, Hungary | Sopron | Sopron | 47.6833 | 16.5833 | Hungary | HU | HUN | Sopron | admin | 62454 | 1348988570
Sopur, Jammu and Kashmīr, India | Sopur | Sopur | 34.3 | 74.47 | India | IN | IND | Jammu and Kashmīr |  | 118608 | 1356978065
Soquel, California, United States | Soquel | Soquel | 36.9978 | -121.9482 | United States | US | USA | California |  | 10862 | 1840018957
Soran, Qaraghandy, Kazakhstan | Soran | Soran | 49.7908 | 72.8374 | Kazakhstan | KZ | KAZ | Qaraghandy |  | 42058 | 1398259748
Sorata, La Paz, Bolivia | Sorata | Sorata | -15.7736 | -68.6486 | Bolivia | BO | BOL | La Paz |  | 2217 | 1068157921
Sorel-Tracy, Quebec, Canada | Sorel-Tracy | Sorel-Tracy | 46.0333 | -73.1167 | Canada | CA | CAN | Quebec |  | 41629 | 1124000182
Sorø, Sjælland, Denmark | Sorø | Soro | 55.433 | 11.5667 | Denmark | DK | DNK | Sjælland | admin | 7167 | 1208841384
Soroca, Soroca, Moldova | Soroca | Soroca | 48.1558 | 28.2975 | Moldova | MD | MDA | Soroca | admin | 22196 | 1498912060
Sorocaba, São Paulo, Brazil | Sorocaba | Sorocaba | -23.5019 | -47.4578 | Brazil | BR | BRA | São Paulo |  | 644919 | 1076758708
Sorochinsk, Orenburgskaya Oblast’, Russia | Sorochinsk | Sorochinsk | 52.4333 | 53.15 | Russia | RU | RUS | Orenburgskaya Oblast’ |  | 27547 | 1643278533
Sorong, Papua Barat, Indonesia | Sorong | Sorong | -0.8667 | 131.25 | Indonesia | ID | IDN | Papua Barat |  | 272349 | 1360018780
Soroti, Soroti, Uganda | Soroti | Soroti | 1.6833 | 33.6167 | Uganda | UG | UGA | Soroti | admin | 1038 | 1800434608
Sorsk, Khakasiya, Russia | Sorsk | Sorsk | 54 | 90.25 | Russia | RU | RUS | Khakasiya |  | 11416 | 1643209786
Sorsogon, Sorsogon, Philippines | Sorsogon | Sorsogon | 12.9667 | 124 | Philippines | PH | PHL | Sorsogon | admin | 168110 | 1608265953
Sortavala, Kareliya, Russia | Sortavala | Sortavala | 61.7 | 30.6667 | Russia | RU | RUS | Kareliya | minor | 18801 | 1643799487
Sørum, Akershus, Norway | Sørum | Sorum | 59.9135 | 11.3472 | Norway | NO | NOR | Akershus |  | 113659 | 1578429477
Sørvágur, , Faroe Islands | Sørvágur | Sorvagur | 62.0717 | -7.3066 | Faroe Islands | FO | FRO |  | admin |  | 1234081530
Sōsa, Chiba, Japan | Sōsa | Sosa | 35.7078 | 140.5644 | Japan | JP | JPN | Chiba |  | 35186 | 1392454467
Sŏsan, Chungnam, Korea, South | Sŏsan | Sosan | 36.7817 | 126.4522 | Korea, South | KR | KOR | Chungnam |  | 169221 | 1410171679
Sosenskiy, Kaluzhskaya Oblast’, Russia | Sosenskiy | Sosenskiy | 54.05 | 35.9667 | Russia | RU | RUS | Kaluzhskaya Oblast’ |  | 10628 | 1643480430
Sosnogorsk, Komi, Russia | Sosnogorsk | Sosnogorsk | 63.5833 | 53.9333 | Russia | RU | RUS | Komi |  | 26670 | 1643361228
Sosnovka, Kirovskaya Oblast’, Russia | Sosnovka | Sosnovka | 56.25 | 51.2833 | Russia | RU | RUS | Kirovskaya Oblast’ |  | 11027 | 1643274224
Sosnovyy Bor, Leningradskaya Oblast’, Russia | Sosnovyy Bor | Sosnovyy Bor | 59.9 | 29.1 | Russia | RU | RUS | Leningradskaya Oblast’ |  | 68013 | 1643552609
Sosnowiec, Śląskie, Poland | Sosnowiec | Sosnowiec | 50.3 | 19.1667 | Poland | PL | POL | Śląskie | minor | 199974 | 1616057255
Šoštanj, Šoštanj, Slovenia | Šoštanj | Sostanj | 46.38 | 15.0486 | Slovenia | SI | SVN | Šoštanj | admin |  | 1705376916
Sotik, Bomet, Kenya | Sotik | Sotik | -0.6796 | 35.12 | Kenya | KE | KEN | Bomet |  | 71285 | 1404807525
Sotik Post, Bomet, Kenya | Sotik Post | Sotik Post | -0.7813 | 35.3416 | Kenya | KE | KEN | Bomet | admin |  | 1404087664
Sotouboua, Centrale, Togo | Sotouboua | Sotouboua | 8.5667 | 0.9833 | Togo | TG | TGO | Centrale |  | 21054 | 1768355631
Sotteville-lès-Rouen, Normandie, France | Sotteville-lès-Rouen | Sotteville-les-Rouen | 49.4092 | 1.09 | France | FR | FRA | Normandie |  | 28965 | 1250313503
Sotuta, Yucatán, Mexico | Sotuta | Sotuta | 20.5968 | -89.0082 | Mexico | MX | MEX | Yucatán | minor | 5548 | 1484594318
Soúda, Kríti, Greece | Soúda | Souda | 35.4833 | 24.0667 | Greece | GR | GRC | Kríti |  | 6358 | 1300494450
Souderton, Pennsylvania, United States | Souderton | Souderton | 40.311 | -75.3224 | United States | US | USA | Pennsylvania |  | 7082 | 1840001378
Souk Ahras, Souk Ahras, Algeria | Souk Ahras | Souk Ahras | 36.2904 | 7.95 | Algeria | DZ | DZA | Souk Ahras | admin | 134947 | 1012419619
Sound Beach, New York, United States | Sound Beach | Sound Beach | 40.9578 | -72.9726 | United States | US | USA | New York |  | 8093 | 1840005099
Soure, Coimbra, Portugal | Soure | Soure | 40.05 | -8.6333 | Portugal | PT | PRT | Coimbra | minor | 19245 | 1620536643
Sousel, Portalegre, Portugal | Sousel | Sousel | 38.9532 | -7.6757 | Portugal | PT | PRT | Portalegre | minor | 5074 | 1620270791
Sousse, Sousse, Tunisia | Sousse | Sousse | 35.83 | 10.625 | Tunisia | TN | TUN | Sousse | admin | 327004 | 1788927583
South Abington, Pennsylvania, United States | South Abington | South Abington | 41.4901 | -75.6891 | United States | US | USA | Pennsylvania |  | 8977 | 1840146632
South Amboy, New Jersey, United States | South Amboy | South Amboy | 40.4852 | -74.2831 | United States | US | USA | New Jersey |  | 9176 | 1840001333
South Apopka, Florida, United States | South Apopka | South Apopka | 28.6569 | -81.5057 | United States | US | USA | Florida |  | 6081 | 1840028779
South Bay, Florida, United States | South Bay | South Bay | 26.677 | -80.7265 | United States | US | USA | Florida |  | 5200 | 1840015992
South Beloit, Illinois, United States | South Beloit | South Beloit | 42.4822 | -89.0248 | United States | US | USA | Illinois |  | 7624 | 1840009131
South Bend, Indiana, United States | South Bend | South Bend | 41.6767 | -86.2696 | United States | US | USA | Indiana |  | 280498 | 1840009241
South Berwick, Maine, United States | South Berwick | South Berwick | 43.2388 | -70.7478 | United States | US | USA | Maine |  | 7420 | 1840053002
South Boston, Virginia, United States | South Boston | South Boston | 36.7132 | -78.9135 | United States | US | USA | Virginia |  | 7740 | 1840037461
South Bradenton, Florida, United States | South Bradenton | South Bradenton | 27.4612 | -82.5821 | United States | US | USA | Florida |  | 25646 | 1840029076
South Bruce, Ontario, Canada | South Bruce | South Bruce | 44.0333 | -81.2 | Canada | CA | CAN | Ontario |  | 5639 | 1124001457
South Bruce Peninsula, Ontario, Canada | South Bruce Peninsula | South Bruce Peninsula | 44.7333 | -81.2 | Canada | CA | CAN | Ontario |  | 8416 | 1124000114
South Brunswick, New Jersey, United States | South Brunswick | South Brunswick | 40.384 | -74.5256 | United States | US | USA | New Jersey |  | 45255 | 1840081692
South Burlington, Vermont, United States | South Burlington | South Burlington | 44.4622 | -73.2203 | United States | US | USA | Vermont |  | 19509 | 1840002311
South Charleston, West Virginia, United States | South Charleston | South Charleston | 38.3482 | -81.711 | United States | US | USA | West Virginia |  | 12047 | 1840006200
South Cleveland, Tennessee, United States | South Cleveland | South Cleveland | 35.1097 | -84.9097 | United States | US | USA | Tennessee |  | 8069 | 1840036101
South Daytona, Florida, United States | South Daytona | South Daytona | 29.1656 | -81.0056 | United States | US | USA | Florida |  | 13080 | 1840015950
South Dundas, Ontario, Canada | South Dundas | South Dundas | 44.9167 | -75.2667 | Canada | CA | CAN | Ontario |  | 10833 | 1124001404
South El Monte, California, United States | South El Monte | South El Monte | 34.0493 | -118.0484 | United States | US | USA | California |  | 20574 | 1840021869
South Elgin, Illinois, United States | South Elgin | South Elgin | 41.9906 | -88.3134 | United States | US | USA | Illinois |  | 24755 | 1840013564
South Elmsall, Wakefield, United Kingdom | South Elmsall | South Elmsall | 53.5959 | -1.2726 | United Kingdom | GB | GBR | Wakefield |  | 6519 | 1826782534
South Euclid, Ohio, United States | South Euclid | South Euclid | 41.5239 | -81.5245 | United States | US | USA | Ohio |  | 21297 | 1840003414
South Farmingdale, New York, United States | South Farmingdale | South Farmingdale | 40.7175 | -73.4471 | United States | US | USA | New York |  | 14953 | 1840005276
South Fayette, Pennsylvania, United States | South Fayette | South Fayette | 40.3556 | -80.1618 | United States | US | USA | Pennsylvania |  | 15503 | 1840150313
South Frontenac, Ontario, Canada | South Frontenac | South Frontenac | 44.5081 | -76.4939 | Canada | CA | CAN | Ontario |  | 18646 | 1124000063
South Fulton, Georgia, United States | South Fulton | South Fulton | 33.6269 | -84.5802 | United States | US | USA | Georgia |  | 99155 | 1840029465
South Gate, California, United States | South Gate | South Gate | 33.9448 | -118.1926 | United States | US | USA | California |  | 93444 | 1840021870
South Gate Ridge, Florida, United States | South Gate Ridge | South Gate Ridge | 27.2856 | -82.497 | United States | US | USA | Florida |  | 6328 | 1840029079
South Glengarry, Ontario, Canada | South Glengarry | South Glengarry | 45.2 | -74.5833 | Canada | CA | CAN | Ontario |  | 13150 | 1124001506
South Grafton, New South Wales, Australia | South Grafton | South Grafton | -29.715 | 152.9344 | Australia | AU | AUS | New South Wales |  | 6068 | 1036377966
South Hadley, Massachusetts, United States | South Hadley | South Hadley | 42.2567 | -72.5793 | United States | US | USA | Massachusetts |  | 17763 | 1840053467
South Hanover, Pennsylvania, United States | South Hanover | South Hanover | 40.2962 | -76.7085 | United States | US | USA | Pennsylvania |  | 6766 | 1840149544
South Haven, Michigan, United States | South Haven | South Haven | 42.4011 | -86.2677 | United States | US | USA | Michigan |  | 5719 | 1840003178
South Haven, Indiana, United States | South Haven | South Haven | 41.5438 | -87.1367 | United States | US | USA | Indiana |  | 5159 | 1840004834
South Heidelberg, Pennsylvania, United States | South Heidelberg | South Heidelberg | 40.3122 | -76.0969 | United States | US | USA | Pennsylvania |  | 7382 | 1840144015
South Highpoint, Florida, United States | South Highpoint | South Highpoint | 27.9086 | -82.7162 | United States | US | USA | Florida |  | 5335 | 1840029006
South Hill, Washington, United States | South Hill | South Hill | 47.1203 | -122.2848 | United States | US | USA | Washington |  | 58164 | 1840037886
South Hill, New York, United States | South Hill | South Hill | 42.4113 | -76.4883 | United States | US | USA | New York |  | 6468 | 1840004541
South Holland, Illinois, United States | South Holland | South Holland | 41.5977 | -87.6022 | United States | US | USA | Illinois |  | 21296 | 1840011324
South Hooksett, New Hampshire, United States | South Hooksett | South Hooksett | 43.0337 | -71.4256 | United States | US | USA | New Hampshire |  | 5811 | 1840002803
South Houston, Texas, United States | South Houston | South Houston | 29.6611 | -95.2285 | United States | US | USA | Texas |  | 17438 | 1840022199
South Huntingdon, Pennsylvania, United States | South Huntingdon | South Huntingdon | 40.1702 | -79.7001 | United States | US | USA | Pennsylvania |  | 5589 | 1840144812
South Huntington, New York, United States | South Huntington | South Huntington | 40.8225 | -73.3921 | United States | US | USA | New York |  | 10000 | 1840005100
South Huron, Ontario, Canada | South Huron | South Huron | 43.32 | -81.5 | Canada | CA | CAN | Ontario |  | 10096 | 1124000910
South Jordan, Utah, United States | South Jordan | South Jordan | 40.557 | -111.9782 | United States | US | USA | Utah |  | 76598 | 1840021385
South Kensington, Maryland, United States | South Kensington | South Kensington | 39.0188 | -77.0785 | United States | US | USA | Maryland |  | 8769 | 1840031497
South Kingstown, Rhode Island, United States | South Kingstown | South Kingstown | 41.4457 | -71.544 | United States | US | USA | Rhode Island |  | 30735 | 1840106244
South Lake Tahoe, California, United States | South Lake Tahoe | South Lake Tahoe | 38.9393 | -119.9828 | United States | US | USA | California |  | 30188 | 1840021471
South Laurel, Maryland, United States | South Laurel | South Laurel | 39.0603 | -76.8456 | United States | US | USA | Maryland |  | 28048 | 1840031498
South Lebanon, Pennsylvania, United States | South Lebanon | South Lebanon | 40.3058 | -76.3708 | United States | US | USA | Pennsylvania |  | 9815 | 1840149649
South Lockport, New York, United States | South Lockport | South Lockport | 43.1377 | -78.6864 | United States | US | USA | New York |  | 7315 | 1840004271
South Londonderry, Pennsylvania, United States | South Londonderry | South Londonderry | 40.2424 | -76.5432 | United States | US | USA | Pennsylvania |  | 7958 | 1840149648
South Lyon, Michigan, United States | South Lyon | South Lyon | 42.4614 | -83.6526 | United States | US | USA | Michigan |  | 124694 | 1840002432
South Miami, Florida, United States | South Miami | South Miami | 25.7079 | -80.2952 | United States | US | USA | Florida |  | 11911 | 1840016006
South Miami Heights, Florida, United States | South Miami Heights | South Miami Heights | 25.5886 | -80.3862 | United States | US | USA | Florida |  | 37861 | 1840014240
South Middleton, Pennsylvania, United States | South Middleton | South Middleton | 40.1322 | -77.1641 | United States | US | USA | Pennsylvania |  | 15264 | 1840152898
South Milwaukee, Wisconsin, United States | South Milwaukee | South Milwaukee | 42.912 | -87.8627 | United States | US | USA | Wisconsin |  | 20696 | 1840003032
South Molton, Devon, United Kingdom | South Molton | South Molton | 51.02 | -3.83 | United Kingdom | GB | GBR | Devon |  | 5108 | 1826908469
South Monroe, Michigan, United States | South Monroe | South Monroe | 41.893 | -83.4179 | United States | US | USA | Michigan |  | 6176 | 1840006577
South Monrovia Island, California, United States | South Monrovia Island | South Monrovia Island | 34.1234 | -117.9958 | United States | US | USA | California |  | 7192 | 1840043043
South Normanton, Derbyshire, United Kingdom | South Normanton | South Normanton | 53.107 | -1.343 | United Kingdom | GB | GBR | Derbyshire |  | 9445 | 1826448406
South Ockendon, Thurrock, United Kingdom | South Ockendon | South Ockendon | 51.5207 | 0.2956 | United Kingdom | GB | GBR | Thurrock |  | 19460 | 1826422421
South Ogden, Utah, United States | South Ogden | South Ogden | 41.1722 | -111.9577 | United States | US | USA | Utah |  | 17199 | 1840021342
South Orange Village, New Jersey, United States | South Orange Village | South Orange Village | 40.7491 | -74.2602 | United States | US | USA | New Jersey |  | 16434 | 1840081372
South Park, Pennsylvania, United States | South Park | South Park | 40.2989 | -79.9944 | United States | US | USA | Pennsylvania |  | 13363 | 1840150312
South Park Township, Pennsylvania, United States | South Park Township | South Park Township | 40.2989 | -79.9944 | United States | US | USA | Pennsylvania |  | 13363 | 1840073713
South Pasadena, California, United States | South Pasadena | South Pasadena | 34.1103 | -118.1573 | United States | US | USA | California |  | 25329 | 1840021871
South Pasadena, Florida, United States | South Pasadena | South Pasadena | 27.7526 | -82.7394 | United States | US | USA | Florida |  | 5095 | 1840015979
South Patrick Shores, Florida, United States | South Patrick Shores | South Patrick Shores | 28.202 | -80.6137 | United States | US | USA | Florida |  | 6802 | 1840029080
South Pittsburg, Tennessee, United States | South Pittsburg | South Pittsburg | 35.0111 | -85.7183 | United States | US | USA | Tennessee |  | 5439 | 1840015471
South Plainfield, New Jersey, United States | South Plainfield | South Plainfield | 40.5748 | -74.4153 | United States | US | USA | New Jersey |  | 24052 | 1840001334
South Portland, Maine, United States | South Portland | South Portland | 43.631 | -70.2895 | United States | US | USA | Maine |  | 25532 | 1840000328
South Riding, Virginia, United States | South Riding | South Riding | 38.912 | -77.5132 | United States | US | USA | Virginia |  | 31071 | 1840024507
South River, New Jersey, United States | South River | South River | 40.4455 | -74.3784 | United States | US | USA | New Jersey |  | 15779 | 1840001335
South Run, Virginia, United States | South Run | South Run | 38.7467 | -77.2754 | United States | US | USA | Virginia |  | 6308 | 1840041864
South Salt Lake, Utah, United States | South Salt Lake | South Salt Lake | 40.7056 | -111.8986 | United States | US | USA | Utah |  | 25582 | 1840021386
South San Francisco, California, United States | South San Francisco | South San Francisco | 37.6536 | -122.4197 | United States | US | USA | California |  | 67789 | 1840021552
South San Gabriel, California, United States | South San Gabriel | South San Gabriel | 34.0489 | -118.0961 | United States | US | USA | California |  | 8643 | 1840019207
South San Jose Hills, California, United States | South San Jose Hills | South San Jose Hills | 34.0123 | -117.9041 | United States | US | USA | California |  | 20593 | 1840019208
South Sarasota, Florida, United States | South Sarasota | South Sarasota | 27.2856 | -82.5333 | United States | US | USA | Florida |  | 5316 | 1840029081
South Shields, South Tyneside, United Kingdom | South Shields | South Shields | 54.995 | -1.43 | United Kingdom | GB | GBR | South Tyneside |  | 75337 | 1826396004
South Sioux City, Nebraska, United States | South Sioux City | South Sioux City | 42.4627 | -96.4126 | United States | US | USA | Nebraska |  | 12809 | 1840009129
South St. Paul, Minnesota, United States | South St. Paul | South St. Paul | 44.8876 | -93.0411 | United States | US | USA | Minnesota |  | 20060 | 1840008948
South Stormont, Ontario, Canada | South Stormont | South Stormont | 45.0833 | -74.9667 | Canada | CA | CAN | Ontario |  | 13110 | 1124001793
South Strabane, Pennsylvania, United States | South Strabane | South Strabane | 40.1756 | -80.191 | United States | US | USA | Pennsylvania |  | 9479 | 1840101300
South Tucson, Arizona, United States | South Tucson | South Tucson | 32.1955 | -110.9692 | United States | US | USA | Arizona |  | 5715 | 1840022100
South Union, Pennsylvania, United States | South Union | South Union | 39.8706 | -79.7221 | United States | US | USA | Pennsylvania |  | 10481 | 1840143167
South Valley, New Mexico, United States | South Valley | South Valley | 35.0092 | -106.6819 | United States | US | USA | New Mexico |  | 41011 | 1840033724
South Valley Stream, New York, United States | South Valley Stream | South Valley Stream | 40.6557 | -73.7186 | United States | US | USA | New York |  | 6930 | 1840034062
South Venice, Florida, United States | South Venice | South Venice | 27.0434 | -82.4152 | United States | US | USA | Florida |  | 14419 | 1840014180
South Weber, Utah, United States | South Weber | South Weber | 41.1334 | -111.9392 | United States | US | USA | Utah |  | 7836 | 1840021350
South Whitehall, Pennsylvania, United States | South Whitehall | South Whitehall | 40.6154 | -75.5503 | United States | US | USA | Pennsylvania |  | 19686 | 1840148586
South Whittier, California, United States | South Whittier | South Whittier | 33.9336 | -118.0311 | United States | US | USA | California |  | 60096 | 1840019209
South Williamsport, Pennsylvania, United States | South Williamsport | South Williamsport | 41.2294 | -77.0009 | United States | US | USA | Pennsylvania |  | 6068 | 1840000636
South Windsor, Connecticut, United States | South Windsor | South Windsor | 41.8353 | -72.5733 | United States | US | USA | Connecticut |  | 25823 | 1840035602
South Yarmouth, Massachusetts, United States | South Yarmouth | South Yarmouth | 41.6692 | -70.2005 | United States | US | USA | Massachusetts |  | 11624 | 1840004766
Southall, Ealing, United Kingdom | Southall | Southall | 51.5121 | -0.3779 | United Kingdom | GB | GBR | Ealing |  | 69857 | 1826336436
Southam, Warwickshire, United Kingdom | Southam | Southam | 52.252 | -1.39 | United Kingdom | GB | GBR | Warwickshire |  | 6567 | 1826061405
Southampton, Southampton, United Kingdom | Southampton | Southampton | 50.9 | -1.4 | United Kingdom | GB | GBR | Southampton |  | 855569 | 1826602892
Southampton, New York, United States | Southampton | Southampton | 40.8996 | -72.4937 | United States | US | USA | New York |  | 57975 | 1840005137
Southampton, New Jersey, United States | Southampton | Southampton | 39.9137 | -74.7171 | United States | US | USA | New Jersey |  | 10201 | 1840081621
Southampton, Massachusetts, United States | Southampton | Southampton | 42.2308 | -72.7386 | United States | US | USA | Massachusetts |  | 6140 | 1840053466
Southampton Township, Pennsylvania, United States | Southampton Township | Southampton Township | 40.0249 | -77.546 | United States | US | USA | Pennsylvania |  | 8495 | 1840146372
Southampton Township, Pennsylvania, United States | Southampton Township | Southampton Township | 40.0423 | -77.4569 | United States | US | USA | Pennsylvania |  | 6886 | 1840151632
Southaven, Mississippi, United States | Southaven | Southaven | 34.9514 | -89.9787 | United States | US | USA | Mississippi |  | 55780 | 1840015519
Southborough, Kent, United Kingdom | Southborough | Southborough | 51.1598 | 0.2652 | United Kingdom | GB | GBR | Kent |  | 11124 | 1826565398
Southborough, Massachusetts, United States | Southborough | Southborough | 42.3012 | -71.5297 | United States | US | USA | Massachusetts |  | 10074 | 1840053604
Southbourne, Bournemouth, United Kingdom | Southbourne | Southbourne | 50.722 | -1.798 | United Kingdom | GB | GBR | Bournemouth |  | 18960 | 1826138490
Southbourne, West Sussex, United Kingdom | Southbourne | Southbourne | 50.845 | -0.9081 | United Kingdom | GB | GBR | West Sussex |  | 6265 | 1826709483
Southbridge, Massachusetts, United States | Southbridge | Southbridge | 42.0604 | -72.0338 | United States | US | USA | Massachusetts |  | 16878 | 1840132611
Southbury, Connecticut, United States | Southbury | Southbury | 41.4745 | -73.2329 | United States | US | USA | Connecticut |  | 19754 | 1840035599
Southchase, Florida, United States | Southchase | Southchase | 28.3793 | -81.3903 | United States | US | USA | Florida |  | 15096 | 1840029005
Southeast, New York, United States | Southeast | Southeast | 41.4032 | -73.5985 | United States | US | USA | New York |  | 18218 | 1840087927
Southeast Arcadia, Florida, United States | Southeast Arcadia | Southeast Arcadia | 27.1862 | -81.8521 | United States | US | USA | Florida |  | 7813 | 1840035778
Southend, Southend-on-Sea, United Kingdom | Southend | Southend | 51.55 | 0.71 | United Kingdom | GB | GBR | Southend-on-Sea |  | 93 | 1826524208
Southern Cross, Western Australia, Australia | Southern Cross | Southern Cross | -31.25 | 119.35 | Australia | AU | AUS | Western Australia |  | 680 | 1036931490
Southern Pines, North Carolina, United States | Southern Pines | Southern Pines | 35.1927 | -79.404 | United States | US | USA | North Carolina |  | 14657 | 1840017850
Southfield, Michigan, United States | Southfield | Southfield | 42.4765 | -83.2605 | United States | US | USA | Michigan |  | 72689 | 1840002431
Southgate, Enfield, United Kingdom | Southgate | Southgate | 51.6316 | -0.1265 | United Kingdom | GB | GBR | Enfield |  | 14454 | 1826679961
Southgate, Michigan, United States | Southgate | Southgate | 42.2047 | -83.2057 | United States | US | USA | Michigan |  | 28959 | 1840003964
Southgate, Florida, United States | Southgate | Southgate | 27.3082 | -82.5096 | United States | US | USA | Florida |  | 7338 | 1840029078
Southgate, Ontario, Canada | Southgate | Southgate | 44.1 | -80.5833 | Canada | CA | CAN | Ontario |  | 7190 | 1124000656
Southington, Connecticut, United States | Southington | Southington | 41.605 | -72.8802 | United States | US | USA | Connecticut |  | 43763 | 1840035601
Southlake, Texas, United States | Southlake | Southlake | 32.9545 | -97.1503 | United States | US | USA | Texas |  | 32376 | 1840022048
Southold, New York, United States | Southold | Southold | 41.0435 | -72.4184 | United States | US | USA | New York |  | 22147 | 1840058507
Southport, Sefton, United Kingdom | Southport | Southport | 53.6475 | -3.0053 | United Kingdom | GB | GBR | Sefton |  | 90381 | 1826271387
Southport, Queensland, Australia | Southport | Southport | -27.9667 | 153.4 | Australia | AU | AUS | Queensland |  | 31908 | 1036417513
Southport, New York, United States | Southport | Southport | 42.04 | -76.8774 | United States | US | USA | New York |  | 10293 | 1840058508
Southside, Alabama, United States | Southside | Southside | 33.9007 | -86.0238 | United States | US | USA | Alabama |  | 8905 | 1840015604
Southwater, West Sussex, United Kingdom | Southwater | Southwater | 51.0238 | -0.3526 | United Kingdom | GB | GBR | West Sussex |  | 10025 | 1826135276
Southwell, Nottinghamshire, United Kingdom | Southwell | Southwell | 53.078 | -0.955 | United Kingdom | GB | GBR | Nottinghamshire |  | 7297 | 1826116893
Southwest Middlesex, Ontario, Canada | Southwest Middlesex | Southwest Middlesex | 42.75 | -81.7 | Canada | CA | CAN | Ontario |  | 5723 | 1124000520
South-West Oxford, Ontario, Canada | South-West Oxford | South-West Oxford | 42.95 | -80.8 | Canada | CA | CAN | Ontario |  | 7664 | 1124000210
Southwest Ranches, Florida, United States | Southwest Ranches | Southwest Ranches | 26.0476 | -80.375 | United States | US | USA | Florida |  | 7957 | 1840018328
Southwick, West Sussex, United Kingdom | Southwick | Southwick | 50.836 | -0.239 | United Kingdom | GB | GBR | West Sussex |  | 13195 | 1826708962
Southwick, Sunderland, United Kingdom | Southwick | Southwick | 54.9193 | -1.4062 | United Kingdom | GB | GBR | Sunderland |  | 10535 | 1826865049
Southwick, Massachusetts, United States | Southwick | Southwick | 42.0544 | -72.7785 | United States | US | USA | Massachusetts |  | 9727 | 1840053452
Southwood Acres, Connecticut, United States | Southwood Acres | Southwood Acres | 41.961 | -72.5719 | United States | US | USA | Connecticut |  | 7715 | 1840028602
Sovata, Mureş, Romania | Sovata | Sovata | 46.5961 | 25.0744 | Romania | RO | ROU | Mureş |  | 10385 | 1642965657
Sovetsk, Kaliningradskaya Oblast’, Russia | Sovetsk | Sovetsk | 55.0833 | 21.8833 | Russia | RU | RUS | Kaliningradskaya Oblast’ | minor | 40486 | 1643001581
Sovetsk, Kirovskaya Oblast’, Russia | Sovetsk | Sovetsk | 57.6013 | 48.9386 | Russia | RU | RUS | Kirovskaya Oblast’ |  | 15538 | 1643054411
Sovetsk, Tul’skaya Oblast’, Russia | Sovetsk | Sovetsk | 53.9333 | 37.6333 | Russia | RU | RUS | Tul’skaya Oblast’ |  | 7405 | 1643068211
Sovetskaya Gavan’, Khabarovskiy Kray, Russia | Sovetskaya Gavan’ | Sovetskaya Gavan' | 48.9667 | 140.2833 | Russia | RU | RUS | Khabarovskiy Kray |  | 25147 | 1643037289
Sowa Town, Sowa Town, Botswana | Sowa Town | Sowa Town | -20.5636 | 26.2244 | Botswana | BW | BWA | Sowa Town | admin |  | 1072487689
Sowerby Bridge, Calderdale, United Kingdom | Sowerby Bridge | Sowerby Bridge | 53.71 | -1.91 | United Kingdom | GB | GBR | Calderdale |  | 11703 | 1826733950
Soyaniquilpan, México, Mexico | Soyaniquilpan | Soyaniquilpan | 19.9892 | -99.4361 | Mexico | MX | MEX | México | minor | 10719 | 1484895616
Spaichingen, Baden-Württemberg, Germany | Spaichingen | Spaichingen | 48.0758 | 8.7378 | Germany | DE | DEU | Baden-Württemberg |  | 13084 | 1276488091
Spalding, Lincolnshire, United Kingdom | Spalding | Spalding | 52.7858 | -0.1529 | United Kingdom | GB | GBR | Lincolnshire |  | 34613 | 1826335951
Spallumcheen, British Columbia, Canada | Spallumcheen | Spallumcheen | 50.4462 | -119.2121 | Canada | CA | CAN | British Columbia |  | 5106 | 1124001340
Spalt, Bavaria, Germany | Spalt | Spalt | 49.1739 | 10.9275 | Germany | DE | DEU | Bavaria |  | 5023 | 1276814380
Spanaway, Washington, United States | Spanaway | Spanaway | 47.0979 | -122.4233 | United States | US | USA | Washington |  | 32150 | 1840018451
Spangenberg, Hesse, Germany | Spangenberg | Spangenberg | 51.1167 | 9.6667 | Germany | DE | DEU | Hesse |  | 6183 | 1276172106
Spanish Fork, Utah, United States | Spanish Fork | Spanish Fork | 40.1101 | -111.6406 | United States | US | USA | Utah |  | 40913 | 1840021398
Spanish Fort, Alabama, United States | Spanish Fort | Spanish Fort | 30.7257 | -87.8601 | United States | US | USA | Alabama |  | 9214 | 1840015879
Spanish Lake, Missouri, United States | Spanish Lake | Spanish Lake | 38.7884 | -90.2078 | United States | US | USA | Missouri |  | 18048 | 1840006123
Spanish Springs, Nevada, United States | Spanish Springs | Spanish Springs | 39.6567 | -119.6695 | United States | US | USA | Nevada |  | 16241 | 1840033826
Spanish Town, Saint Catherine, Jamaica | Spanish Town | Spanish Town | 17.9961 | -76.9547 | Jamaica | JM | JAM | Saint Catherine | admin | 131056 | 1388689196
Sparks, Nevada, United States | Sparks | Sparks | 39.5729 | -119.7157 | United States | US | USA | Nevada |  | 105006 | 1840021337
Sparta, New Jersey, United States | Sparta | Sparta | 41.0486 | -74.6264 | United States | US | USA | New Jersey |  | 18841 | 1840081784
Sparta, Wisconsin, United States | Sparta | Sparta | 43.9378 | -90.8131 | United States | US | USA | Wisconsin |  | 10229 | 1840002565
Sparta, Tennessee, United States | Sparta | Sparta | 35.9347 | -85.4726 | United States | US | USA | Tennessee |  | 5476 | 1840015354
Spartanburg, South Carolina, United States | Spartanburg | Spartanburg | 34.9437 | -81.9257 | United States | US | USA | South Carolina |  | 182701 | 1840015482
Spárti, Peloponnísos, Greece | Spárti | Sparti | 37.0819 | 22.4236 | Greece | GR | GRC | Peloponnísos | minor | 16187 | 1300989189
Spas-Klepiki, Ryazanskaya Oblast’, Russia | Spas-Klepiki | Spas-Klepiki | 55.1333 | 40.1667 | Russia | RU | RUS | Ryazanskaya Oblast’ |  | 5331 | 1643019358
Spassk-Dal’niy, Primorskiy Kray, Russia | Spassk-Dal’niy | Spassk-Dal'niy | 44.6 | 132.8167 | Russia | RU | RUS | Primorskiy Kray |  | 41127 | 1643943494
Spassk-Ryazanskiy, Ryazanskaya Oblast’, Russia | Spassk-Ryazanskiy | Spassk-Ryazanskiy | 54.4 | 40.3833 | Russia | RU | RUS | Ryazanskaya Oblast’ |  | 6553 | 1643613381
Spáta, Attikí, Greece | Spáta | Spata | 37.9667 | 23.9167 | Greece | GR | GRC | Attikí | minor | 9198 | 1300805467
Spearfish, South Dakota, United States | Spearfish | Spearfish | 44.4912 | -103.8167 | United States | US | USA | South Dakota |  | 12836 | 1840002374
Speedway, Indiana, United States | Speedway | Speedway | 39.7937 | -86.2479 | United States | US | USA | Indiana |  | 12193 | 1840010574
Spencer, Massachusetts, United States | Spencer | Spencer | 42.2471 | -71.9919 | United States | US | USA | Massachusetts |  | 11913 | 1840053607
Spencer, Iowa, United States | Spencer | Spencer | 43.1468 | -95.1534 | United States | US | USA | Iowa |  | 10678 | 1840000381
Spenge, North Rhine-Westphalia, Germany | Spenge | Spenge | 52.1331 | 8.4831 | Germany | DE | DEU | North Rhine-Westphalia |  | 14487 | 1276387127
Spennymoor, Durham, United Kingdom | Spennymoor | Spennymoor | 54.7 | -1.59 | United Kingdom | GB | GBR | Durham |  | 19816 | 1826426455
Speyer, Rhineland-Palatinate, Germany | Speyer | Speyer | 49.3194 | 8.4311 | Germany | DE | DEU | Rhineland-Palatinate | minor | 50378 | 1276684984
Spielberg bei Knittelfeld, Steiermark, Austria | Spielberg bei Knittelfeld | Spielberg bei Knittelfeld | 47.2167 | 14.7833 | Austria | AT | AUT | Steiermark |  | 5383 | 1040725914
Spiez, Bern, Switzerland | Spiez | Spiez | 46.6831 | 7.6664 | Switzerland | CH | CHE | Bern |  | 12810 | 1756813024
Spirit Lake, Iowa, United States | Spirit Lake | Spirit Lake | 43.4176 | -95.1109 | United States | US | USA | Iowa |  | 11530 | 1840009023
Spišská Belá, Prešovský, Slovakia | Spišská Belá | Spisska Bela | 49.1858 | 20.4567 | Slovakia | SK | SVK | Prešovský |  | 6657 | 1703218777
Spišská Nová Ves, Košický, Slovakia | Spišská Nová Ves | Spisska Nova Ves | 48.95 | 20.5667 | Slovakia | SK | SVK | Košický | minor | 37326 | 1703217196
Spitak, Lorri, Armenia | Spitak | Spitak | 40.8372 | 44.2675 | Armenia | AM | ARM | Lorri |  | 15000 | 1051088654
Spitalfields, Tower Hamlets, United Kingdom | Spitalfields | Spitalfields | 51.5166 | -0.075 | United Kingdom | GB | GBR | Tower Hamlets |  | 10286 | 1826499077
Spittal an der Drau, Kärnten, Austria | Spittal an der Drau | Spittal an der Drau | 46.7917 | 13.4958 | Austria | AT | AUT | Kärnten | minor | 15413 | 1040131621
Split, Splitsko-Dalmatinska Županija, Croatia | Split | Split | 43.51 | 16.45 | Croatia | HR | HRV | Splitsko-Dalmatinska Županija | admin | 178102 | 1191440208
Spodnja Hajdina, Hajdina, Slovenia | Spodnja Hajdina | Spodnja Hajdina | 46.4089 | 15.8469 | Slovenia | SI | SVN | Hajdina | admin |  | 1705733801
Spodnje Hoče, Hoče-Slivnica, Slovenia | Spodnje Hoče | Spodnje Hoce | 46.5 | 15.65 | Slovenia | SI | SVN | Hoče-Slivnica | admin |  | 1705379997
Spodnji Duplek, Duplek, Slovenia | Spodnji Duplek | Spodnji Duplek | 46.5031 | 15.7453 | Slovenia | SI | SVN | Duplek | admin |  | 1705953692
Spokane, Washington, United States | Spokane | Spokane | 47.6671 | -117.433 | United States | US | USA | Washington |  | 412275 | 1840021093
Spokane Valley, Washington, United States | Spokane Valley | Spokane Valley | 47.6626 | -117.2346 | United States | US | USA | Washington |  | 101060 | 1840021094
Spondon, Derby, United Kingdom | Spondon | Spondon | 52.92 | -1.401 | United Kingdom | GB | GBR | Derby |  | 12377 | 1826000037
Spotswood, New Jersey, United States | Spotswood | Spotswood | 40.3949 | -74.392 | United States | US | USA | New Jersey |  | 8228 | 1840001336
Spreitenbach, Aargau, Switzerland | Spreitenbach | Spreitenbach | 47.4181 | 8.3661 | Switzerland | CH | CHE | Aargau |  | 11788 | 1756282407
Spremberg, Saxony, Germany | Spremberg | Spremberg | 51.5717 | 14.3794 | Germany | DE | DEU | Saxony |  | 22175 | 1276939967
Spring, Texas, United States | Spring | Spring | 30.0613 | -95.383 | United States | US | USA | Texas |  | 58756 | 1840019615
Spring Creek, Nevada, United States | Spring Creek | Spring Creek | 40.7386 | -115.5971 | United States | US | USA | Nevada |  | 13805 | 1840018704
Spring Garden, Pennsylvania, United States | Spring Garden | Spring Garden | 39.9454 | -76.7212 | United States | US | USA | Pennsylvania |  | 12971 | 1840147124
Spring Grove, Illinois, United States | Spring Grove | Spring Grove | 42.4543 | -88.2402 | United States | US | USA | Illinois |  | 5706 | 1840011143
Spring Hill, Florida, United States | Spring Hill | Spring Hill | 28.4797 | -82.53 | United States | US | USA | Florida |  | 107855 | 1840014105
Spring Hill, Tennessee, United States | Spring Hill | Spring Hill | 35.7438 | -86.9116 | United States | US | USA | Tennessee |  | 47042 | 1840015386
Spring Hill, Kansas, United States | Spring Hill | Spring Hill | 38.7565 | -94.82 | United States | US | USA | Kansas |  | 7345 | 1840001642
Spring Lake, North Carolina, United States | Spring Lake | Spring Lake | 35.1842 | -78.9959 | United States | US | USA | North Carolina |  | 12005 | 1840017875
Spring Lake Park, Minnesota, United States | Spring Lake Park | Spring Lake Park | 45.1161 | -93.2451 | United States | US | USA | Minnesota |  | 6919 | 1840008903
Spring Ridge, Maryland, United States | Spring Ridge | Spring Ridge | 39.4043 | -77.3413 | United States | US | USA | Maryland |  | 5859 | 1840031475
Spring Township, Pennsylvania, United States | Spring Township | Spring Township | 40.3037 | -76.0263 | United States | US | USA | Pennsylvania |  | 27463 | 1840142060
Spring Township, Pennsylvania, United States | Spring Township | Spring Township | 40.8949 | -77.733 | United States | US | USA | Pennsylvania |  | 7741 | 1840145899
Spring Valley, Nevada, United States | Spring Valley | Spring Valley | 36.0987 | -115.2619 | United States | US | USA | Nevada |  | 199722 | 1840033832
Spring Valley, New York, United States | Spring Valley | Spring Valley | 41.1151 | -74.0486 | United States | US | USA | New York |  | 32261 | 1840004986
Spring Valley, California, United States | Spring Valley | Spring Valley | 32.7316 | -116.9766 | United States | US | USA | California |  | 31591 | 1840019343
Spring Valley, Illinois, United States | Spring Valley | Spring Valley | 41.3357 | -89.2034 | United States | US | USA | Illinois |  | 5125 | 1840009275
Spring Valley Lake, California, United States | Spring Valley Lake | Spring Valley Lake | 34.4987 | -117.2683 | United States | US | USA | California |  | 7744 | 1840024936
Springbok, Northern Cape, South Africa | Springbok | Springbok | -29.6667 | 17.8833 | South Africa | ZA | ZAF | Northern Cape |  | 10438 | 1710894218
Springboro, Ohio, United States | Springboro | Springboro | 39.5612 | -84.2348 | United States | US | USA | Ohio |  | 18931 | 1840009573
Springdale, Arkansas, United States | Springdale | Springdale | 36.1899 | -94.1574 | United States | US | USA | Arkansas |  | 81125 | 1840015336
Springdale, New Jersey, United States | Springdale | Springdale | 39.8769 | -74.9723 | United States | US | USA | New Jersey |  | 13547 | 1840133731
Springdale, Ohio, United States | Springdale | Springdale | 39.2909 | -84.476 | United States | US | USA | Ohio |  | 11166 | 1840001615
Springe, Lower Saxony, Germany | Springe | Springe | 52.2167 | 9.55 | Germany | DE | DEU | Lower Saxony |  | 28951 | 1276257894
Springettsbury, Pennsylvania, United States | Springettsbury | Springettsbury | 39.9907 | -76.6736 | United States | US | USA | Pennsylvania |  | 26815 | 1840147114
Springfield, Massachusetts, United States | Springfield | Springfield | 42.1155 | -72.5395 | United States | US | USA | Massachusetts |  | 623401 | 1840000466
Springfield, Missouri, United States | Springfield | Springfield | 37.1943 | -93.2916 | United States | US | USA | Missouri |  | 288090 | 1840009904
Springfield, Illinois, United States | Springfield | Springfield | 39.771 | -89.6538 | United States | US | USA | Illinois | admin | 158509 | 1840009517
Springfield, Ohio, United States | Springfield | Springfield | 39.9297 | -83.7957 | United States | US | USA | Ohio |  | 82820 | 1840003765
Springfield, Oregon, United States | Springfield | Springfield | 44.0538 | -122.981 | United States | US | USA | Oregon |  | 63230 | 1840021263
Springfield, Virginia, United States | Springfield | Springfield | 38.7809 | -77.1839 | United States | US | USA | Virginia |  | 31117 | 1840006039
Springfield, Tennessee, United States | Springfield | Springfield | 36.4943 | -86.8709 | United States | US | USA | Tennessee |  | 18241 | 1840015273
Springfield, New Jersey, United States | Springfield | Springfield | 40.6994 | -74.3253 | United States | US | USA | New Jersey |  | 17398 | 1840056368
Springfield, Manitoba, Canada | Springfield | Springfield | 49.9292 | -96.6939 | Canada | CA | CAN | Manitoba |  | 15342 | 1124000696
Springfield, Vermont, United States | Springfield | Springfield | 43.2906 | -72.4809 | United States | US | USA | Vermont |  | 9049 | 1840071330
Springfield, Florida, United States | Springfield | Springfield | 30.1713 | -85.6089 | United States | US | USA | Florida |  | 8577 | 1840015923
Springfield, Georgia, United States | Springfield | Springfield | 32.3634 | -81.3029 | United States | US | USA | Georgia |  | 5224 | 1840015803
Springfield, Michigan, United States | Springfield | Springfield | 42.3246 | -85.2371 | United States | US | USA | Michigan |  | 5198 | 1840003174
Springfield Township, Pennsylvania, United States | Springfield Township | Springfield Township | 39.928 | -75.3362 | United States | US | USA | Pennsylvania |  | 24232 | 1840147258
Springfield Township, Pennsylvania, United States | Springfield Township | Springfield Township | 40.0986 | -75.2016 | United States | US | USA | Pennsylvania |  | 19639 | 1840152388
Springfield Township, Pennsylvania, United States | Springfield Township | Springfield Township | 39.8466 | -76.7112 | United States | US | USA | Pennsylvania |  | 5586 | 1840147113
Springfield Township, Pennsylvania, United States | Springfield Township | Springfield Township | 40.5249 | -75.2998 | United States | US | USA | Pennsylvania |  | 5048 | 1840150061
Springhill, Louisiana, United States | Springhill | Springhill | 33.0019 | -93.4613 | United States | US | USA | Louisiana |  | 5444 | 1840015771
Springs, Gauteng, South Africa | Springs | Springs | -26.2547 | 28.4428 | South Africa | ZA | ZAF | Gauteng |  | 236083 | 1710058382
Springs, New York, United States | Springs | Springs | 41.0212 | -72.1584 | United States | US | USA | New York |  | 6912 | 1840005102
Springville, Utah, United States | Springville | Springville | 40.1638 | -111.6206 | United States | US | USA | Utah |  | 33310 | 1840021399
Springwater, Ontario, Canada | Springwater | Springwater | 44.4333 | -79.7333 | Canada | CA | CAN | Ontario |  | 19059 | 1124001298
Springwood, New South Wales, Australia | Springwood | Springwood | -33.6967 | 150.5683 | Australia | AU | AUS | New South Wales |  | 8475 | 1036106857
Sprockhövel, North Rhine-Westphalia, Germany | Sprockhövel | Sprockhovel | 51.3614 | 7.244 | Germany | DE | DEU | North Rhine-Westphalia |  | 24747 | 1276006803
Spruce Grove, Alberta, Canada | Spruce Grove | Spruce Grove | 53.545 | -113.9008 | Canada | CA | CAN | Alberta |  | 34066 | 1124943146
Squamish, British Columbia, Canada | Squamish | Squamish | 49.7017 | -123.1589 | Canada | CA | CAN | British Columbia |  | 19512 | 1124005958
Srbobran, Srbobran, Serbia | Srbobran | Srbobran | 45.5522 | 19.8017 | Serbia | RS | SRB | Srbobran | admin |  | 1688431448
Sredets, Burgas, Bulgaria | Sredets | Sredets | 42.3461 | 27.1808 | Bulgaria | BG | BGR | Burgas |  | 9237 | 1100026609
Središče ob Dravi, Središče ob Dravi, Slovenia | Središče ob Dravi | Sredisce ob Dravi | 46.3942 | 16.2681 | Slovenia | SI | SVN | Središče ob Dravi | admin |  | 1705613407
Srednekolymsk, Sakha (Yakutiya), Russia | Srednekolymsk | Srednekolymsk | 67.45 | 153.7 | Russia | RU | RUS | Sakha (Yakutiya) |  | 3489 | 1643536960
Sredneuralsk, Sverdlovskaya Oblast’, Russia | Sredneuralsk | Sredneuralsk | 56.9833 | 60.4667 | Russia | RU | RUS | Sverdlovskaya Oblast’ |  | 23353 | 1643770147
Sremska Mitrovica, Sremska Mitrovica, Serbia | Sremska Mitrovica | Sremska Mitrovica | 44.9833 | 19.6167 | Serbia | RS | SRB | Sremska Mitrovica | admin |  | 1688974283
Sremski Karlovci, Sremski Karlovci, Serbia | Sremski Karlovci | Sremski Karlovci | 45.2 | 19.9333 | Serbia | RS | SRB | Sremski Karlovci | admin | 8750 | 1688215764
Sretensk, Zabaykal’skiy Kray, Russia | Sretensk | Sretensk | 52.25 | 117.7167 | Russia | RU | RUS | Zabaykal’skiy Kray |  | 6581 | 1643428997
Sri Jayewardenepura Kotte, Western, Sri Lanka | Sri Jayewardenepura Kotte | Sri Jayewardenepura Kotte | 6.9 | 79.9164 | Sri Lanka | LK | LKA | Western | primary | 115826 | 1144239330
Srīnagar, Jammu and Kashmīr, India | Srīnagar | Srinagar | 34.0911 | 74.8061 | India | IN | IND | Jammu and Kashmīr | admin | 1180570 | 1356442950
St. Albans, West Virginia, United States | St. Albans | St. Albans | 38.3769 | -81.8198 | United States | US | USA | West Virginia |  | 9918 | 1840006201
St. Albans, Vermont, United States | St. Albans | St. Albans | 44.8118 | -73.0846 | United States | US | USA | Vermont |  | 8900 | 1840002267
St. Albert, Alberta, Canada | St. Albert | St. Albert | 53.6303 | -113.6258 | Canada | CA | CAN | Alberta |  | 65589 | 1124850754
St. Andrews, South Carolina, United States | St. Andrews | St. Andrews | 34.051 | -81.1057 | United States | US | USA | South Carolina |  | 21494 | 1840135211
St. Andrews, Manitoba, Canada | St. Andrews | St. Andrews | 50.27 | -96.9747 | Canada | CA | CAN | Manitoba |  | 11913 | 1124001672
St. Ann, Missouri, United States | St. Ann | St. Ann | 38.7266 | -90.3872 | United States | US | USA | Missouri |  | 12629 | 1840009771
St. Anthony, Minnesota, United States | St. Anthony | St. Anthony | 45.0278 | -93.2174 | United States | US | USA | Minnesota |  | 9013 | 1840008933
St. Augustine, Florida, United States | St. Augustine | St. Augustine | 29.8977 | -81.31 | United States | US | USA | Florida |  | 82180 | 1840015935
St. Augustine Beach, Florida, United States | St. Augustine Beach | St. Augustine Beach | 29.8414 | -81.2713 | United States | US | USA | Florida |  | 7004 | 1840015936
St. Augustine Shores, Florida, United States | St. Augustine Shores | St. Augustine Shores | 29.8039 | -81.3086 | United States | US | USA | Florida |  | 9418 | 1840013972
St. Augustine South, Florida, United States | St. Augustine South | St. Augustine South | 29.8449 | -81.3156 | United States | US | USA | Florida |  | 5750 | 1840029110
St. Catharines, Ontario, Canada | St. Catharines | St. Catharines | 43.1833 | -79.2333 | Canada | CA | CAN | Ontario |  | 309319 | 1124140229
St. Charles, Missouri, United States | St. Charles | St. Charles | 38.7954 | -90.5157 | United States | US | USA | Missouri |  | 71028 | 1840009719
St. Charles, Illinois, United States | St. Charles | St. Charles | 41.9193 | -88.3109 | United States | US | USA | Illinois |  | 32887 | 1840009190
St. Clair, Ontario, Canada | St. Clair | St. Clair | 42.7833 | -82.35 | Canada | CA | CAN | Ontario |  | 14086 | 1124000228
St. Clair, Missouri, United States | St. Clair | St. Clair | 38.3479 | -90.9934 | United States | US | USA | Missouri |  | 5955 | 1840009645
St. Clair, Michigan, United States | St. Clair | St. Clair | 42.8262 | -82.493 | United States | US | USA | Michigan |  | 5279 | 1840003954
St. Clair Shores, Michigan, United States | St. Clair Shores | St. Clair Shores | 42.4921 | -82.8957 | United States | US | USA | Michigan |  | 58984 | 1840003093
St. Clairsville, Ohio, United States | St. Clairsville | St. Clairsville | 40.0792 | -80.8997 | United States | US | USA | Ohio |  | 5141 | 1840009468
St. Clements, Manitoba, Canada | St. Clements | St. Clements | 50.2689 | -96.6742 | Canada | CA | CAN | Manitoba |  | 10876 | 1124000566
St. Cloud, Minnesota, United States | St. Cloud | St. Cloud | 45.5339 | -94.1718 | United States | US | USA | Minnesota |  | 115028 | 1840008881
St. Cloud, Florida, United States | St. Cloud | St. Cloud | 28.2294 | -81.2829 | United States | US | USA | Florida |  | 54579 | 1840015971
St. Francis, Wisconsin, United States | St. Francis | St. Francis | 42.9716 | -87.8729 | United States | US | USA | Wisconsin |  | 9699 | 1840003049
St. Francis, Minnesota, United States | St. Francis | St. Francis | 45.3991 | -93.3902 | United States | US | USA | Minnesota |  | 6813 | 1840008905
St. Gabriel, Louisiana, United States | St. Gabriel | St. Gabriel | 30.2537 | -91.1013 | United States | US | USA | Louisiana |  | 7460 | 1840015926
St. George, Utah, United States | St. George | St. George | 37.077 | -113.577 | United States | US | USA | Utah |  | 120899 | 1840021559
St. Helena, California, United States | St. Helena | St. Helena | 38.5063 | -122.4682 | United States | US | USA | California |  | 7059 | 1840021486
St. Helens, Oregon, United States | St. Helens | St. Helens | 45.8571 | -122.8164 | United States | US | USA | Oregon |  | 27353 | 1840021185
St. James, New York, United States | St. James | St. James | 40.8761 | -73.1521 | United States | US | USA | New York |  | 13155 | 1840005103
St. James, North Carolina, United States | St. James | St. James | 33.9467 | -78.1132 | United States | US | USA | North Carolina |  | 5141 | 1840017954
St. John, Indiana, United States | St. John | St. John | 41.4431 | -87.47 | United States | US | USA | Indiana |  | 18796 | 1840010221
St. John, Missouri, United States | St. John | St. John | 38.7148 | -90.3462 | United States | US | USA | Missouri |  | 6338 | 1840073797
St. Johns, Michigan, United States | St. Johns | St. Johns | 43.0005 | -84.5555 | United States | US | USA | Michigan |  | 8510 | 1840003076
St. John's, Newfoundland and Labrador, Canada | St. John's | St. John's | 47.4817 | -52.7971 | Canada | CA | CAN | Newfoundland and Labrador |  | 108860 | 1124741456
St. Johnsbury, Vermont, United States | St. Johnsbury | St. Johnsbury | 44.4552 | -72.0115 | United States | US | USA | Vermont |  | 7299 | 1840115464
St. Joseph, Missouri, United States | St. Joseph | St. Joseph | 39.7599 | -94.821 | United States | US | USA | Missouri |  | 79161 | 1840009549
St. Joseph, Michigan, United States | St. Joseph | St. Joseph | 42.0967 | -86.485 | United States | US | USA | Michigan |  | 8317 | 1840003213
St. Joseph, Minnesota, United States | St. Joseph | St. Joseph | 45.5611 | -94.3081 | United States | US | USA | Minnesota |  | 7351 | 1840008882
St. Louis, Missouri, United States | St. Louis | St. Louis | 38.6358 | -90.2451 | United States | US | USA | Missouri |  | 2024074 | 1840001651
St. Louis, Michigan, United States | St. Louis | St. Louis | 43.4082 | -84.6118 | United States | US | USA | Michigan |  | 7265 | 1840002878
St. Louis Park, Minnesota, United States | St. Louis Park | St. Louis Park | 44.9488 | -93.3649 | United States | US | USA | Minnesota |  | 48662 | 1840008935
St. Martin, Mississippi, United States | St. Martin | St. Martin | 30.4399 | -88.8651 | United States | US | USA | Mississippi |  | 8203 | 1840032563
St. Martinville, Louisiana, United States | St. Martinville | St. Martinville | 30.1263 | -91.8319 | United States | US | USA | Louisiana |  | 6872 | 1840015924
St. Marys, Georgia, United States | St. Marys | St. Marys | 30.7567 | -81.5722 | United States | US | USA | Georgia |  | 37556 | 1840015888
St. Marys, Ohio, United States | St. Marys | St. Marys | 40.5475 | -84.3931 | United States | US | USA | Ohio |  | 9180 | 1840009408
St. Marys, Pennsylvania, United States | St. Marys | St. Marys | 41.4574 | -78.5342 | United States | US | USA | Pennsylvania |  | 8990 | 1840000618
St. Marys, Ontario, Canada | St. Marys | St. Marys | 43.2583 | -81.1333 | Canada | CA | CAN | Ontario |  | 7265 | 1124438866
St. Matthews, Kentucky, United States | St. Matthews | St. Matthews | 38.2497 | -85.6383 | United States | US | USA | Kentucky |  | 18105 | 1840015194
St. Michael, Minnesota, United States | St. Michael | St. Michael | 45.2014 | -93.692 | United States | US | USA | Minnesota |  | 18204 | 1840008901
St. Paul, Minnesota, United States | St. Paul | St. Paul | 44.9477 | -93.104 | United States | US | USA | Minnesota | admin | 308096 | 1840008940
St. Paul, Alberta, Canada | St. Paul | St. Paul | 53.9928 | -111.2972 | Canada | CA | CAN | Alberta |  | 5827 | 1124528022
St. Paul Park, Minnesota, United States | St. Paul Park | St. Paul Park | 44.836 | -92.9949 | United States | US | USA | Minnesota |  | 5362 | 1840008917
St. Pete Beach, Florida, United States | St. Pete Beach | St. Pete Beach | 27.7235 | -82.7387 | United States | US | USA | Florida |  | 9587 | 1840015976
St. Peter, Minnesota, United States | St. Peter | St. Peter | 44.3296 | -93.9659 | United States | US | USA | Minnesota |  | 12421 | 1840008972
St. Peters, Missouri, United States | St. Peters | St. Peters | 38.7824 | -90.6061 | United States | US | USA | Missouri |  | 58212 | 1840009721
St. Petersburg, Florida, United States | St. Petersburg | St. Petersburg | 27.7931 | -82.6652 | United States | US | USA | Florida |  | 265351 | 1840015977
St. Robert, Missouri, United States | St. Robert | St. Robert | 37.8244 | -92.1532 | United States | US | USA | Missouri |  | 6275 | 1840009866
St. Rose, Louisiana, United States | St. Rose | St. Rose | 29.9649 | -90.3088 | United States | US | USA | Louisiana |  | 7665 | 1840013973
St. Simons, Georgia, United States | St. Simons | St. Simons | 31.1774 | -81.3857 | United States | US | USA | Georgia |  | 14302 | 1840013874
St. Stephens, North Carolina, United States | St. Stephens | St. Stephens | 35.7641 | -81.2746 | United States | US | USA | North Carolina |  | 9254 | 1840033023
St. Thomas, Ontario, Canada | St. Thomas | St. Thomas | 42.775 | -81.1833 | Canada | CA | CAN | Ontario |  | 61707 | 1124790209
St. Thomas, Pennsylvania, United States | St. Thomas | St. Thomas | 39.9239 | -77.8063 | United States | US | USA | Pennsylvania |  | 5992 | 1840146371
Stade, Lower Saxony, Germany | Stade | Stade | 53.6008 | 9.4764 | Germany | DE | DEU | Lower Saxony | minor | 47533 | 1276472720
Stadtallendorf, Hesse, Germany | Stadtallendorf | Stadtallendorf | 50.8333 | 9.0167 | Germany | DE | DEU | Hesse |  | 21456 | 1276032217
Stadthagen, Lower Saxony, Germany | Stadthagen | Stadthagen | 52.3247 | 9.2069 | Germany | DE | DEU | Lower Saxony | minor | 22247 | 1276512771
Stadtilm, Thuringia, Germany | Stadtilm | Stadtilm | 50.7758 | 11.0825 | Germany | DE | DEU | Thuringia |  | 8420 | 1276544769
Stadtlohn, North Rhine-Westphalia, Germany | Stadtlohn | Stadtlohn | 51.9925 | 6.915 | Germany | DE | DEU | North Rhine-Westphalia |  | 20322 | 1276897939
Stadtoldendorf, Lower Saxony, Germany | Stadtoldendorf | Stadtoldendorf | 51.8833 | 9.6167 | Germany | DE | DEU | Lower Saxony |  | 5757 | 1276456434
Stadtroda, Thuringia, Germany | Stadtroda | Stadtroda | 50.85 | 11.7333 | Germany | DE | DEU | Thuringia |  | 6692 | 1276290371
Stäfa, Zürich, Switzerland | Stäfa | Stafa | 47.2401 | 8.7328 | Switzerland | CH | CHE | Zürich |  | 14389 | 1756312480
Staffelstein, Bavaria, Germany | Staffelstein | Staffelstein | 50.099 | 10.9962 | Germany | DE | DEU | Bavaria |  | 10389 | 1276439660
Stafford, Staffordshire, United Kingdom | Stafford | Stafford | 52.8066 | -2.1171 | United Kingdom | GB | GBR | Staffordshire |  | 68472 | 1826088347
Stafford, New Jersey, United States | Stafford | Stafford | 39.7049 | -74.2643 | United States | US | USA | New Jersey |  | 27073 | 1840081600
Stafford, Texas, United States | Stafford | Stafford | 29.6271 | -95.5653 | United States | US | USA | Texas |  | 17362 | 1840022216
Stafford, Connecticut, United States | Stafford | Stafford | 41.9876 | -72.3122 | United States | US | USA | Connecticut |  | 11890 | 1840033668
Staines-upon-Thames, Surrey, United Kingdom | Staines-upon-Thames | Staines-upon-Thames | 51.433 | -0.517 | United Kingdom | GB | GBR | Surrey |  | 18484 | 1826889783
Stainforth, Doncaster, United Kingdom | Stainforth | Stainforth | 53.5958 | -1.0253 | United Kingdom | GB | GBR | Doncaster |  | 6282 | 1826296892
Stainland, Calderdale, United Kingdom | Stainland | Stainland | 53.6728 | -1.8805 | United Kingdom | GB | GBR | Calderdale |  | 11389 | 1826451055
Stains, Île-de-France, France | Stains | Stains | 48.95 | 2.3833 | France | FR | FRA | Île-de-France |  | 38720 | 1250114874
Stakhanov, Luhans’ka Oblast’, Ukraine | Stakhanov | Stakhanov | 48.5472 | 38.6361 | Ukraine | UA | UKR | Luhans’ka Oblast’ |  | 75745 | 1804324480
Stalbe, Pārgaujas Novads, Latvia | Stalbe | Stalbe | 57.3708 | 25.0324 | Latvia | LV | LVA | Pārgaujas Novads | admin |  | 1428014091
Stallings, North Carolina, United States | Stallings | Stallings | 35.1088 | -80.6597 | United States | US | USA | North Carolina |  | 16145 | 1840017878
Stalybridge, Tameside, United Kingdom | Stalybridge | Stalybridge | 53.4834 | -2.04 | United Kingdom | GB | GBR | Tameside |  | 23731 | 1826524843
Stamboliyski, Plovdiv, Bulgaria | Stamboliyski | Stamboliyski | 42.1344 | 24.5353 | Bulgaria | BG | BGR | Plovdiv |  | 12346 | 1100303839
Stamford, Connecticut, United States | Stamford | Stamford | 41.1035 | -73.5583 | United States | US | USA | Connecticut |  | 129638 | 1840004841
Stamford, Lincolnshire, United Kingdom | Stamford | Stamford | 52.656 | -0.484 | United Kingdom | GB | GBR | Lincolnshire |  | 19701 | 1826765558
Standerton, Mpumalanga, South Africa | Standerton | Standerton | -26.95 | 29.25 | South Africa | ZA | ZAF | Mpumalanga |  | 74021 | 1710222465
Standish, Wigan, United Kingdom | Standish | Standish | 53.586 | -2.664 | United Kingdom | GB | GBR | Wigan |  | 13278 | 1826196984
Standish, Maine, United States | Standish | Standish | 43.7811 | -70.5685 | United States | US | USA | Maine |  | 10073 | 1840053009
Stanford, California, United States | Stanford | Stanford | 37.4252 | -122.1674 | United States | US | USA | California |  | 15668 | 1840028400
Stanford le Hope, Thurrock, United Kingdom | Stanford le Hope | Stanford le Hope | 51.514 | 0.4244 | United Kingdom | GB | GBR | Thurrock |  | 28765 | 1826848098
Stanley, Wakefield, United Kingdom | Stanley | Stanley | 53.7145 | -1.476 | United Kingdom | GB | GBR | Wakefield |  | 15314 | 1826805412
Stanley, Manitoba, Canada | Stanley | Stanley | 49.1331 | -98.0656 | Canada | CA | CAN | Manitoba |  | 9038 | 1124001503
Stanley, , Falkland Islands (Islas Malvinas) | Stanley | Stanley | -51.7 | -57.85 | Falkland Islands (Islas Malvinas) | FK | FLK |  |  | 2213 | 1238780509
Stanmore, Harrow, United Kingdom | Stanmore | Stanmore | 51.618 | -0.314 | United Kingdom | GB | GBR | Harrow |  | 23700 | 1826094735
Stannington, Sheffield, United Kingdom | Stannington | Stannington | 53.396 | -1.536 | United Kingdom | GB | GBR | Sheffield |  | 10747 | 1826474759
Stans, Nidwalden, Switzerland | Stans | Stans | 46.9594 | 8.3667 | Switzerland | CH | CHE | Nidwalden | admin | 8393 | 1756019042
Stansbury Park, Utah, United States | Stansbury Park | Stansbury Park | 40.6356 | -112.3054 | United States | US | USA | Utah |  | 9173 | 1840037176
Stansted Mountfitchet, Essex, United Kingdom | Stansted Mountfitchet | Stansted Mountfitchet | 51.898 | 0.198 | United Kingdom | GB | GBR | Essex |  | 6011 | 1826626668
Stanthorpe, Queensland, Australia | Stanthorpe | Stanthorpe | -28.6547 | 151.935 | Australia | AU | AUS | Queensland |  | 5406 | 1036976908
Stanton, California, United States | Stanton | Stanton | 33.8002 | -117.9935 | United States | US | USA | California |  | 38139 | 1840021966
Stanwell, Surrey, United Kingdom | Stanwell | Stanwell | 51.457 | -0.4715 | United Kingdom | GB | GBR | Surrey |  | 11279 | 1826245987
Stanwood, Washington, United States | Stanwood | Stanwood | 48.2449 | -122.3425 | United States | US | USA | Washington |  | 7354 | 1840021079
Stapleford, Nottinghamshire, United Kingdom | Stapleford | Stapleford | 52.929 | -1.274 | United Kingdom | GB | GBR | Nottinghamshire |  | 15241 | 1826644047
Staplehurst, Kent, United Kingdom | Staplehurst | Staplehurst | 51.164 | 0.553 | United Kingdom | GB | GBR | Kent |  | 6003 | 1826804762
Star, Idaho, United States | Star | Star | 43.7013 | -116.4934 | United States | US | USA | Idaho |  | 10454 | 1840021279
Star Dojran, Dojran, Macedonia | Star Dojran | Star Dojran | 41.1792 | 22.7247 | Macedonia | MK | MKD | Dojran | admin |  | 1807304153
Stará Ľubovňa, Prešovský, Slovakia | Stará Ľubovňa | Stara L'ubovna | 49.3167 | 20.6833 | Slovakia | SK | SVK | Prešovský | minor | 16348 | 1703928081
Stara Pazova, Stara Pazova, Serbia | Stara Pazova | Stara Pazova | 44.9833 | 20.1667 | Serbia | RS | SRB | Stara Pazova | admin |  | 1688866909
Stará Turá, Nitriansky, Slovakia | Stará Turá | Stara Tura | 48.7772 | 17.6956 | Slovakia | SK | SVK | Nitriansky |  | 8932 | 1703420460
Stara Zagora, Stara Zagora, Bulgaria | Stara Zagora | Stara Zagora | 42.4247 | 25.6256 | Bulgaria | BG | BGR | Stara Zagora | admin | 158668 | 1100903924
Staraya Kupavna, Moskovskaya Oblast’, Russia | Staraya Kupavna | Staraya Kupavna | 55.8 | 38.1833 | Russia | RU | RUS | Moskovskaya Oblast’ |  | 22476 | 1643193878
Staraya Russa, Novgorodskaya Oblast’, Russia | Staraya Russa | Staraya Russa | 57.9833 | 31.35 | Russia | RU | RUS | Novgorodskaya Oblast’ |  | 29019 | 1643015974
Staré Město, Zlínský Kraj, Czechia | Staré Město | Stare Mesto | 49.0752 | 17.4334 | Czechia | CZ | CZE | Zlínský Kraj |  | 6661 | 1203171534
Stari Trg, Loška Dolina, Slovenia | Stari Trg | Stari Trg | 45.7128 | 14.4694 | Slovenia | SI | SVN | Loška Dolina | admin |  | 1705849784
Starke, Florida, United States | Starke | Starke | 29.9474 | -82.1129 | United States | US | USA | Florida |  | 5647 | 1840015940
Starkville, Mississippi, United States | Starkville | Starkville | 33.4608 | -88.8297 | United States | US | USA | Mississippi |  | 32546 | 1840015713
Starnberg, Bavaria, Germany | Starnberg | Starnberg | 47.9972 | 11.3406 | Germany | DE | DEU | Bavaria | minor | 23498 | 1276454637
Staro Nagoričane, Staro Nagoričane, Macedonia | Staro Nagoričane | Staro Nagoricane | 42.1981 | 21.8286 | Macedonia | MK | MKD | Staro Nagoričane | admin |  | 1807782793
Starobilsk, Luhans’ka Oblast’, Ukraine | Starobilsk | Starobilsk | 49.2667 | 38.9167 | Ukraine | UA | UKR | Luhans’ka Oblast’ | minor | 18796 | 1804913112
Starodub, Bryanskaya Oblast’, Russia | Starodub | Starodub | 52.5833 | 32.7667 | Russia | RU | RUS | Bryanskaya Oblast’ |  | 18615 | 1643347111
Starogard Gdański, Pomorskie, Poland | Starogard Gdański | Starogard Gdanski | 53.9667 | 18.5333 | Poland | PL | POL | Pomorskie | minor | 48690 | 1616735469
Starorybnoye, Krasnoyarskiy Kray, Russia | Starorybnoye | Starorybnoye | 72.7666 | 104.8 | Russia | RU | RUS | Krasnoyarskiy Kray |  | 10 | 1643724242
Starše, Starše, Slovenia | Starše | Starse | 46.4658 | 15.7672 | Slovenia | SI | SVN | Starše | admin |  | 1705557844
Starý Plzenec, Plzeňský Kraj, Czechia | Starý Plzenec | Stary Plzenec | 49.6978 | 13.4736 | Czechia | CZ | CZE | Plzeňský Kraj |  | 5151 | 1203911263
Stary Sącz, Małopolskie, Poland | Stary Sącz | Stary Sacz | 49.5625 | 20.6364 | Poland | PL | POL | Małopolskie |  | 9056 | 1616399913
Staryy Beyneu, Mangghystaū, Kazakhstan | Staryy Beyneu | Staryy Beyneu | 45.1834 | 55.1 | Kazakhstan | KZ | KAZ | Mangghystaū |  | 32452 | 1398655445
Staryy Krym, Krym, Avtonomna Respublika, Ukraine | Staryy Krym | Staryy Krym | 45.0292 | 35.0886 | Ukraine | UA | UKR | Krym, Avtonomna Respublika |  | 9370 | 1804335230
Staryy Oskol, Belgorodskaya Oblast’, Russia | Staryy Oskol | Staryy Oskol | 51.2981 | 37.835 | Russia | RU | RUS | Belgorodskaya Oblast’ |  | 223360 | 1643807951
Staryy Sambir, L’vivs’ka Oblast’, Ukraine | Staryy Sambir | Staryy Sambir | 49.4333 | 23 | Ukraine | UA | UKR | L’vivs’ka Oblast’ | minor | 6630 | 1804927692
Staryya Darohi, Minskaya Voblasts’, Belarus | Staryya Darohi | Staryya Darohi | 53.0394 | 28.265 | Belarus | BY | BLR | Minskaya Voblasts’ | minor | 11200 | 1112727949
Staßfurt, Saxony-Anhalt, Germany | Staßfurt | Stassfurt | 51.8667 | 11.5667 | Germany | DE | DEU | Saxony-Anhalt |  | 25385 | 1276438491
State College, Pennsylvania, United States | State College | State College | 40.7909 | -77.8568 | United States | US | USA | Pennsylvania |  | 87723 | 1840000830
Staten Island, New York, United States | Staten Island | Staten Island | 40.5834 | -74.1496 | United States | US | USA | New York |  | 476143 | 1840034032
Statesboro, Georgia, United States | Statesboro | Statesboro | 32.4376 | -81.775 | United States | US | USA | Georgia |  | 42102 | 1840015801
Statesville, North Carolina, United States | Statesville | Statesville | 35.7842 | -80.8714 | United States | US | USA | North Carolina |  | 27528 | 1840015358
Staufen im Breisgau, Baden-Württemberg, Germany | Staufen im Breisgau | Staufen im Breisgau | 47.8814 | 7.7314 | Germany | DE | DEU | Baden-Württemberg |  | 8209 | 1276961822
Staufenberg, Hesse, Germany | Staufenberg | Staufenberg | 50.6667 | 8.7167 | Germany | DE | DEU | Hesse |  | 8423 | 1276773596
Staunton, Virginia, United States | Staunton | Staunton | 38.1593 | -79.0611 | United States | US | USA | Virginia |  | 59433 | 1840001670
Staunton, Illinois, United States | Staunton | Staunton | 39.0117 | -89.7906 | United States | US | USA | Illinois |  | 5913 | 1840009602
Stavanger, Rogaland, Norway | Stavanger | Stavanger | 58.9701 | 5.7333 | Norway | NO | NOR | Rogaland | admin | 129300 | 1578801684
Staveley, Derbyshire, United Kingdom | Staveley | Staveley | 53.2694 | -1.3484 | United Kingdom | GB | GBR | Derbyshire |  | 18247 | 1826136696
Stavelot, Wallonia, Belgium | Stavelot | Stavelot | 50.3947 | 5.9297 | Belgium | BE | BEL | Wallonia |  | 7145 | 1056769188
Stavropol, Stavropol’skiy Kray, Russia | Stavropol | Stavropol | 45.05 | 41.9833 | Russia | RU | RUS | Stavropol’skiy Kray | admin | 433577 | 1643947228
Stawell, Victoria, Australia | Stawell | Stawell | -37.05 | 142.7667 | Australia | AU | AUS | Victoria |  | 6032 | 1036073093
Stayton, Oregon, United States | Stayton | Stayton | 44.8033 | -122.7983 | United States | US | USA | Oregon |  | 11166 | 1840021227
Ste. Anne, Manitoba, Canada | Ste. Anne | Ste. Anne | 49.6186 | -96.5708 | Canada | CA | CAN | Manitoba |  | 5003 | 1124000501
Steamboat Springs, Colorado, United States | Steamboat Springs | Steamboat Springs | 40.4777 | -106.8243 | United States | US | USA | Colorado |  | 14087 | 1840021374
Steele Creek, Alaska, United States | Steele Creek | Steele Creek | 64.9295 | -147.3955 | United States | US | USA | Alaska |  | 7380 | 1840075216
Steelton, Pennsylvania, United States | Steelton | Steelton | 40.2258 | -76.8254 | United States | US | USA | Pennsylvania |  | 5962 | 1840001297
Ştefan Vodă, Ştefan-Vodă, Moldova | Ştefan Vodă | Stefan Voda | 46.5153 | 29.6631 | Moldova | MD | MDA | Ştefan-Vodă | admin | 7078 | 1498766864
Ştefăneşti, Argeş, Romania | Ştefăneşti | Stefanesti | 44.8717 | 24.9527 | Romania | RO | ROU | Argeş |  | 14541 | 1642962497
Ştefăneşti, Botoşani, Romania | Ştefăneşti | Stefanesti | 47.7922 | 27.2011 | Romania | RO | ROU | Botoşani |  | 5314 | 1642332050
Steffisburg, Bern, Switzerland | Steffisburg | Steffisburg | 46.7831 | 7.6333 | Switzerland | CH | CHE | Bern |  | 15816 | 1756440418
Steger, Illinois, United States | Steger | Steger | 41.4723 | -87.6176 | United States | US | USA | Illinois |  | 9221 | 1840011325
Steilacoom, Washington, United States | Steilacoom | Steilacoom | 47.1703 | -122.5934 | United States | US | USA | Washington |  | 6390 | 1840022309
Stein bei Nürnberg, Bavaria, Germany | Stein bei Nürnberg | Stein bei Nurnberg | 49.4167 | 11.0167 | Germany | DE | DEU | Bavaria |  | 13996 | 1276407895
Steinau an der Straße, Hesse, Germany | Steinau an der Straße | Steinau an der Strasse | 50.3167 | 9.4667 | Germany | DE | DEU | Hesse |  | 10275 | 1276321802
Steinbach, Manitoba, Canada | Steinbach | Steinbach | 49.5258 | -96.6839 | Canada | CA | CAN | Manitoba |  | 15829 | 1124152692
Steinbach am Taunus, Hesse, Germany | Steinbach am Taunus | Steinbach am Taunus | 50.1678 | 8.5719 | Germany | DE | DEU | Hesse |  | 10682 | 1276335395
Steinfort, Capellen, Luxembourg | Steinfort | Steinfort | 49.66 | 5.9156 | Luxembourg | LU | LUX | Capellen | minor | 5459 | 1442825743
Steinfurt, North Rhine-Westphalia, Germany | Steinfurt | Steinfurt | 52.1504 | 7.3366 | Germany | DE | DEU | North Rhine-Westphalia | minor | 34084 | 1276842137
Steinhaus, Luzern, Switzerland | Steinhaus | Steinhaus | 47.1969 | 8.4861 | Switzerland | CH | CHE | Luzern |  | 10025 | 1756020648
Steinheim, North Rhine-Westphalia, Germany | Steinheim | Steinheim | 51.8658 | 9.0944 | Germany | DE | DEU | North Rhine-Westphalia |  | 12657 | 1276434002
Steinheim am der Murr, Baden-Württemberg, Germany | Steinheim am der Murr | Steinheim am der Murr | 48.9667 | 9.2833 | Germany | DE | DEU | Baden-Württemberg |  | 12220 | 1276793728
Steinheim am Main, Hesse, Germany | Steinheim am Main | Steinheim am Main | 50.1257 | 8.83 | Germany | DE | DEU | Hesse |  | 28403 | 1276179059
Steinkjer, Nord-Trøndelag, Norway | Steinkjer | Steinkjer | 64.0147 | 11.4942 | Norway | NO | NOR | Nord-Trøndelag | admin | 12985 | 1578642047
Stendal, Saxony-Anhalt, Germany | Stendal | Stendal | 52.6 | 11.85 | Germany | DE | DEU | Saxony-Anhalt | minor | 39439 | 1276016814
Step’anavan, Lorri, Armenia | Step’anavan | Step'anavan | 41.0075 | 44.3867 | Armenia | AM | ARM | Lorri |  | 23782 | 1051221961
Stephenville, Texas, United States | Stephenville | Stephenville | 32.2148 | -98.2205 | United States | US | USA | Texas |  | 20841 | 1840022097
Stephenville, Newfoundland and Labrador, Canada | Stephenville | Stephenville | 48.55 | -58.5667 | Canada | CA | CAN | Newfoundland and Labrador |  | 6623 | 1124000201
Stepney, Tower Hamlets, United Kingdom | Stepney | Stepney | 51.5152 | -0.0462 | United Kingdom | GB | GBR | Tower Hamlets |  | 16238 | 1826642497
Stepps, North Lanarkshire, United Kingdom | Stepps | Stepps | 55.8908 | -4.1522 | United Kingdom | GB | GBR | North Lanarkshire |  | 6730 | 1826560402
Sterling, Virginia, United States | Sterling | Sterling | 39.0052 | -77.405 | United States | US | USA | Virginia |  | 30403 | 1840024508
Sterling, Illinois, United States | Sterling | Sterling | 41.7995 | -89.6956 | United States | US | USA | Illinois |  | 27127 | 1840009200
Sterling, Colorado, United States | Sterling | Sterling | 40.6206 | -103.1925 | United States | US | USA | Colorado |  | 15780 | 1840021377
Sterling, Massachusetts, United States | Sterling | Sterling | 42.4412 | -71.773 | United States | US | USA | Massachusetts |  | 8052 | 1840053700
Sterling, Alaska, United States | Sterling | Sterling | 60.5405 | -150.8089 | United States | US | USA | Alaska |  | 5321 | 1840023417
Sterling Heights, Michigan, United States | Sterling Heights | Sterling Heights | 42.5809 | -83.0305 | United States | US | USA | Michigan |  | 132438 | 1840003094
Sterlitamak, Bashkortostan, Russia | Sterlitamak | Sterlitamak | 53.6333 | 55.95 | Russia | RU | RUS | Bashkortostan |  | 280233 | 1643812452
Šternberk, Olomoucký Kraj, Czechia | Šternberk | Sternberk | 49.7305 | 17.2989 | Czechia | CZ | CZE | Olomoucký Kraj |  | 13440 | 1203827138
Štětí, Ústecký Kraj, Czechia | Štětí | Steti | 50.4531 | 14.3743 | Czechia | CZ | CZE | Ústecký Kraj |  | 8695 | 1203443601
Stettler, Alberta, Canada | Stettler | Stettler | 52.3236 | -112.7192 | Canada | CA | CAN | Alberta |  | 5952 | 1124010388
Steubenville, Ohio, United States | Steubenville | Steubenville | 40.3653 | -80.652 | United States | US | USA | Ohio |  | 17753 | 1840001341
Stevens Point, Wisconsin, United States | Stevens Point | Stevens Point | 44.5241 | -89.5508 | United States | US | USA | Wisconsin |  | 42837 | 1840002320
Stevenson Ranch, California, United States | Stevenson Ranch | Stevenson Ranch | 34.3894 | -118.5885 | United States | US | USA | California |  | 19364 | 1840076281
Stevenston, North Ayrshire, United Kingdom | Stevenston | Stevenston | 55.645 | -4.758 | United Kingdom | GB | GBR | North Ayrshire |  | 9129 | 1826555115
Stevensville, Maryland, United States | Stevensville | Stevensville | 38.9745 | -76.3184 | United States | US | USA | Maryland |  | 6973 | 1840005897
Stewarton, East Ayrshire, United Kingdom | Stewarton | Stewarton | 55.68 | -4.515 | United Kingdom | GB | GBR | East Ayrshire |  | 6584 | 1826224149
Stewartstown, Pennsylvania, United States | Stewartstown | Stewartstown | 39.7528 | -76.5925 | United States | US | USA | Pennsylvania |  | 5057 | 1840001465
Stewartville, Minnesota, United States | Stewartville | Stewartville | 43.8605 | -92.4896 | United States | US | USA | Minnesota |  | 6054 | 1840008985
Steyning, West Sussex, United Kingdom | Steyning | Steyning | 50.8868 | -0.3279 | United Kingdom | GB | GBR | West Sussex |  | 5812 | 1826407829
Steyr, Oberösterreich, Austria | Steyr | Steyr | 48.05 | 14.4167 | Austria | AT | AUT | Oberösterreich | minor | 38331 | 1040132113
Stickney, Illinois, United States | Stickney | Stickney | 41.8183 | -87.773 | United States | US | USA | Illinois |  | 6566 | 1840011326
Stillwater, Oklahoma, United States | Stillwater | Stillwater | 36.1316 | -97.074 | United States | US | USA | Oklahoma |  | 49008 | 1840021675
Stillwater, Minnesota, United States | Stillwater | Stillwater | 45.0573 | -92.8313 | United States | US | USA | Minnesota |  | 19627 | 1840008914
Stillwater, New York, United States | Stillwater | Stillwater | 42.9701 | -73.6885 | United States | US | USA | New York |  | 8675 | 1840004252
Štip, Štip, Macedonia | Štip | Stip | 41.7358 | 22.1914 | Macedonia | MK | MKD | Štip | admin | 43652 | 1807614061
Stirling, Stirling, United Kingdom | Stirling | Stirling | 56.1166 | -3.9369 | United Kingdom | GB | GBR | Stirling |  | 37810 | 1826517007
Stochov, Středočeský Kraj, Czechia | Stochov | Stochov | 50.1464 | 13.9635 | Czechia | CZ | CZE | Středočeský Kraj |  | 5392 | 1203496529
Stockach, Baden-Württemberg, Germany | Stockach | Stockach | 47.8514 | 9.0114 | Germany | DE | DEU | Baden-Württemberg |  | 17114 | 1276190104
Stockbridge, Georgia, United States | Stockbridge | Stockbridge | 33.5253 | -84.2294 | United States | US | USA | Georgia |  | 29904 | 1840015707
Stockerau, Niederösterreich, Austria | Stockerau | Stockerau | 48.3858 | 16.2108 | Austria | AT | AUT | Niederösterreich |  | 16916 | 1040718812
Stockholm, Stockholm, Sweden | Stockholm | Stockholm | 59.3294 | 18.0686 | Sweden | SE | SWE | Stockholm | primary | 972647 | 1752425602
Stockport, Stockport, United Kingdom | Stockport | Stockport | 53.4083 | -2.1494 | United Kingdom | GB | GBR | Stockport |  | 105878 | 1826228303
Stocksbridge, Sheffield, United Kingdom | Stocksbridge | Stocksbridge | 53.478 | -1.588 | United Kingdom | GB | GBR | Sheffield |  | 9869 | 1826907758
Stockton, California, United States | Stockton | Stockton | 37.9765 | -121.3109 | United States | US | USA | California |  | 397264 | 1840021517
Stockton-on-Tees, Stockton-on-Tees, United Kingdom | Stockton-on-Tees | Stockton-on-Tees | 54.57 | -1.32 | United Kingdom | GB | GBR | Stockton-on-Tees |  | 85000 | 1826259802
Stoke Gifford, South Gloucestershire, United Kingdom | Stoke Gifford | Stoke Gifford | 51.517 | -2.548 | United Kingdom | GB | GBR | South Gloucestershire |  | 15494 | 1826740275
Stoke Mandeville, Buckinghamshire, United Kingdom | Stoke Mandeville | Stoke Mandeville | 51.7861 | -0.7914 | United Kingdom | GB | GBR | Buckinghamshire |  | 5825 | 1826260717
Stoke-on-Trent, Stoke-on-Trent, United Kingdom | Stoke-on-Trent | Stoke-on-Trent | 53 | -2.1833 | United Kingdom | GB | GBR | Stoke-on-Trent |  | 372775 | 1826799578
Stokesdale, North Carolina, United States | Stokesdale | Stokesdale | 36.2318 | -79.9834 | United States | US | USA | North Carolina |  | 5489 | 1840016138
Stolberg, North Rhine-Westphalia, Germany | Stolberg | Stolberg | 50.7667 | 6.2333 | Germany | DE | DEU | North Rhine-Westphalia |  | 56792 | 1276202704
Stolin, Brestskaya Voblasts’, Belarus | Stolin | Stolin | 51.8897 | 26.8507 | Belarus | BY | BLR | Brestskaya Voblasts’ |  | 12900 | 1112925605
Stollberg, Saxony, Germany | Stollberg | Stollberg | 50.7083 | 12.7783 | Germany | DE | DEU | Saxony |  | 11303 | 1276429853
Stolpen, Saxony, Germany | Stolpen | Stolpen | 51.0489 | 14.0828 | Germany | DE | DEU | Saxony |  | 5576 | 1276721274
Stone, Staffordshire, United Kingdom | Stone | Stone | 52.9 | -2.15 | United Kingdom | GB | GBR | Staffordshire |  | 16385 | 1826761372
Stone Mills, Ontario, Canada | Stone Mills | Stone Mills | 44.45 | -76.9167 | Canada | CA | CAN | Ontario |  | 7702 | 1124000075
Stone Mountain, Georgia, United States | Stone Mountain | Stone Mountain | 33.8034 | -84.1724 | United States | US | USA | Georgia |  | 6281 | 1840015645
Stone Ridge, Virginia, United States | Stone Ridge | Stone Ridge | 38.9295 | -77.5553 | United States | US | USA | Virginia |  | 12990 | 1840041868
Stonecrest, Georgia, United States | Stonecrest | Stonecrest | 33.6842 | -84.1372 | United States | US | USA | Georgia |  | 54903 | 1840029466
Stonegate, Colorado, United States | Stonegate | Stonegate | 39.5356 | -104.8033 | United States | US | USA | Colorado |  | 9511 | 1840028570
Stoneham, Massachusetts, United States | Stoneham | Stoneham | 42.4741 | -71.0972 | United States | US | USA | Massachusetts |  | 22144 | 1840053487
Stoneham-et-Tewkesbury, Quebec, Canada | Stoneham-et-Tewkesbury | Stoneham-et-Tewkesbury | 47.1667 | -71.4333 | Canada | CA | CAN | Quebec |  | 7106 | 1124000439
Stonehaven, Aberdeenshire, United Kingdom | Stonehaven | Stonehaven | 56.964 | -2.211 | United Kingdom | GB | GBR | Aberdeenshire |  | 11602 | 1826190740
Stonehouse, Gloucestershire, United Kingdom | Stonehouse | Stonehouse | 51.7478 | -2.2838 | United Kingdom | GB | GBR | Gloucestershire |  | 7725 | 1826851075
Stonehouse, South Lanarkshire, United Kingdom | Stonehouse | Stonehouse | 55.6968 | -3.9824 | United Kingdom | GB | GBR | South Lanarkshire |  | 7500 | 1826070141
Stonewood, Kent, United Kingdom | Stonewood | Stonewood | 51.445 | 0.256 | United Kingdom | GB | GBR | Kent |  | 6100 | 1826698037
Stonington, Connecticut, United States | Stonington | Stonington | 41.3738 | -71.9034 | United States | US | USA | Connecticut |  | 18436 | 1840004829
Stony Brook, New York, United States | Stony Brook | Stony Brook | 40.906 | -73.1278 | United States | US | USA | New York |  | 12641 | 1840005104
Stony Brook University, New York, United States | Stony Brook University | Stony Brook University | 40.9099 | -73.1213 | United States | US | USA | New York |  | 8938 | 1840042758
Stony Plain, Alberta, Canada | Stony Plain | Stony Plain | 53.5264 | -114.0069 | Canada | CA | CAN | Alberta |  | 17189 | 1124982081
Stony Point, New York, United States | Stony Point | Stony Point | 41.2592 | -74.0112 | United States | US | USA | New York |  | 15393 | 1840058529
Stony Stratford, Milton Keynes, United Kingdom | Stony Stratford | Stony Stratford | 52.0567 | -0.8526 | United Kingdom | GB | GBR | Milton Keynes |  | 7736 | 1826316765
Stopsley, Luton, United Kingdom | Stopsley | Stopsley | 51.899 | -0.396 | United Kingdom | GB | GBR | Luton |  | 7760 | 1826317854
Štore, Štore, Slovenia | Štore | Store | 46.2208 | 15.3139 | Slovenia | SI | SVN | Štore | admin |  | 1705775604
Storm Lake, Iowa, United States | Storm Lake | Storm Lake | 42.6431 | -95.1969 | United States | US | USA | Iowa |  | 11066 | 1840000397
Stornoway, Eilean Siar, United Kingdom | Stornoway | Stornoway | 58.209 | -6.387 | United Kingdom | GB | GBR | Eilean Siar |  | 8038 | 1826708788
Storrs, Connecticut, United States | Storrs | Storrs | 41.8045 | -72.2552 | United States | US | USA | Connecticut |  | 16516 | 1840003276
Stotfold, Hertfordshire, United Kingdom | Stotfold | Stotfold | 52.018 | -0.228 | United Kingdom | GB | GBR | Hertfordshire |  | 6190 | 1826846311
Stouffville, Ontario, Canada | Stouffville | Stouffville | 43.9667 | -79.25 | Canada | CA | CAN | Ontario |  | 45837 | 1124207594
Stoughton, Massachusetts, United States | Stoughton | Stoughton | 42.1192 | -71.1019 | United States | US | USA | Massachusetts |  | 28534 | 1840053558
Stoughton, Wisconsin, United States | Stoughton | Stoughton | 42.9234 | -89.2215 | United States | US | USA | Wisconsin |  | 13114 | 1840002901
Stourbridge, Dudley, United Kingdom | Stourbridge | Stourbridge | 52.4575 | -2.1479 | United Kingdom | GB | GBR | Dudley |  | 63298 | 1826879996
Stow, Ohio, United States | Stow | Stow | 41.1765 | -81.4344 | United States | US | USA | Ohio |  | 34785 | 1840000803
Stow, Massachusetts, United States | Stow | Stow | 42.4298 | -71.5115 | United States | US | USA | Massachusetts |  | 7098 | 1840053488
Stowe, Pennsylvania, United States | Stowe | Stowe | 40.4829 | -80.0734 | United States | US | USA | Pennsylvania |  | 6260 | 1840150309
Stowmarket, Suffolk, United Kingdom | Stowmarket | Stowmarket | 52.19 | 1 | United Kingdom | GB | GBR | Suffolk |  | 19280 | 1826085574
Straelen, North Rhine-Westphalia, Germany | Straelen | Straelen | 51.45 | 6.2667 | Germany | DE | DEU | North Rhine-Westphalia |  | 16114 | 1276805801
Strakonice, Jihočeský Kraj, Czechia | Strakonice | Strakonice | 49.2615 | 13.9024 | Czechia | CZ | CZE | Jihočeský Kraj |  | 22646 | 1203755418
Straldzha, Yambol, Bulgaria | Straldzha | Straldzha | 42.6 | 26.6833 | Bulgaria | BG | BGR | Yambol |  | 6635 | 1100976940
Stralsund, Mecklenburg-Western Pomerania, Germany | Stralsund | Stralsund | 54.3 | 13.0833 | Germany | DE | DEU | Mecklenburg-Western Pomerania | minor | 59421 | 1276640152
Stranraer, Dumfries and Galloway, United Kingdom | Stranraer | Stranraer | 54.902 | -5.027 | United Kingdom | GB | GBR | Dumfries and Galloway |  | 10851 | 1826813563
Strasbourg, Grand Est, France | Strasbourg | Strasbourg | 48.5833 | 7.7458 | France | FR | FRA | Grand Est | admin | 465069 | 1250789140
Strasburg, Virginia, United States | Strasburg | Strasburg | 38.9961 | -78.3548 | United States | US | USA | Virginia |  | 7320 | 1840006004
Straşeni, Străşeni, Moldova | Straşeni | Straseni | 47.1414 | 28.6103 | Moldova | MD | MDA | Străşeni | admin | 18376 | 1498773145
Stratford, Newham, United Kingdom | Stratford | Stratford | 51.5423 | -0.0026 | United Kingdom | GB | GBR | Newham |  | 51387 | 1826465421
Stratford, Taranaki, New Zealand | Stratford | Stratford | -39.341 | 174.284 | New Zealand | NZ | NZL | Taranaki | admin | 5740 | 1554001293
Stratford, Connecticut, United States | Stratford | Stratford | 41.207 | -73.1305 | United States | US | USA | Connecticut |  | 52279 | 1840035621
Stratford, Ontario, Canada | Stratford | Stratford | 43.3708 | -80.9819 | Canada | CA | CAN | Ontario |  | 31465 | 1124676255
Stratford, Prince Edward Island, Canada | Stratford | Stratford | 46.2167 | -63.0893 | Canada | CA | CAN | Prince Edward Island |  | 9706 | 1124001331
Stratford, New Jersey, United States | Stratford | Stratford | 39.829 | -75.0156 | United States | US | USA | New Jersey |  | 6955 | 1840001516
Stratford-upon-Avon, Warwickshire, United Kingdom | Stratford-upon-Avon | Stratford-upon-Avon | 52.1928 | -1.7064 | United Kingdom | GB | GBR | Warwickshire |  | 27445 | 1826756514
Strathalbyn, South Australia, Australia | Strathalbyn | Strathalbyn | -35.2667 | 138.9 | Australia | AU | AUS | South Australia |  | 6504 | 1036708974
Stratham, New Hampshire, United States | Stratham | Stratham | 43.0157 | -70.9006 | United States | US | USA | New Hampshire |  | 7418 | 1840055601
Strathaven, South Lanarkshire, United Kingdom | Strathaven | Strathaven | 55.677 | -4.065 | United Kingdom | GB | GBR | South Lanarkshire |  | 7484 | 1826467940
Strathmore, Alberta, Canada | Strathmore | Strathmore | 51.0378 | -113.4003 | Canada | CA | CAN | Alberta |  | 13756 | 1124000881
Strathmore, New Jersey, United States | Strathmore | Strathmore | 40.4018 | -74.2193 | United States | US | USA | New Jersey |  | 7742 | 1840005451
Strathroy-Caradoc, Ontario, Canada | Strathroy-Caradoc | Strathroy-Caradoc | 42.9575 | -81.6167 | Canada | CA | CAN | Ontario |  | 20867 | 1124000831
Stratmoor, Colorado, United States | Stratmoor | Stratmoor | 38.7732 | -104.7787 | United States | US | USA | Colorado |  | 5883 | 1840028582
Stratton Saint Margaret, Swindon, United Kingdom | Stratton Saint Margaret | Stratton Saint Margaret | 51.586 | -1.762 | United Kingdom | GB | GBR | Swindon |  | 22698 | 1826478043
Straubing, Bavaria, Germany | Straubing | Straubing | 48.8772 | 12.5758 | Germany | DE | DEU | Bavaria | minor | 47794 | 1276278805
Strausberg, Brandenburg, Germany | Strausberg | Strausberg | 52.5808 | 13.8814 | Germany | DE | DEU | Brandenburg |  | 26587 | 1276019110
Strawberry, California, United States | Strawberry | Strawberry | 37.8925 | -122.5078 | United States | US | USA | California |  | 5759 | 1840136945
Straža, Straža, Slovenia | Straža | Straza | 45.78 | 15.0728 | Slovenia | SI | SVN | Straža | admin |  | 1705491164
Strazhitsa, Veliko Tarnovo, Bulgaria | Strazhitsa | Strazhitsa | 43.2333 | 25.9667 | Bulgaria | BG | BGR | Veliko Tarnovo |  | 5589 | 1100500516
Strážnice, Jihomoravský Kraj, Czechia | Strážnice | Straznice | 48.901 | 17.3168 | Czechia | CZ | CZE | Jihomoravský Kraj |  | 5537 | 1203943711
Streaky Bay, South Australia, Australia | Streaky Bay | Streaky Bay | -32.8 | 134.2167 | Australia | AU | AUS | South Australia |  | 1378 | 1036134944
Streamwood, Illinois, United States | Streamwood | Streamwood | 42.0209 | -88.1778 | United States | US | USA | Illinois |  | 39228 | 1840011328
Streatham, Lambeth, United Kingdom | Streatham | Streatham | 51.4279 | -0.1235 | United Kingdom | GB | GBR | Lambeth |  | 58055 | 1826845701
Streator, Illinois, United States | Streator | Streator | 41.1244 | -88.8296 | United States | US | USA | Illinois |  | 17021 | 1840009271
Street, Somerset, United Kingdom | Street | Street | 51.1235 | -2.7381 | United Kingdom | GB | GBR | Somerset |  | 11805 | 1826840312
Streetly, Walsall, United Kingdom | Streetly | Streetly | 52.577 | -1.884 | United Kingdom | GB | GBR | Walsall |  | 13934 | 1826347383
Streetsboro, Ohio, United States | Streetsboro | Streetsboro | 41.2396 | -81.3456 | United States | US | USA | Ohio |  | 16478 | 1840000808
Strehaia, Mehedinţi, Romania | Strehaia | Strehaia | 44.6222 | 23.1972 | Romania | RO | ROU | Mehedinţi |  | 10506 | 1642350779
Strelka, Magadanskaya Oblast’, Russia | Strelka | Strelka | 61.867 | 152.2502 | Russia | RU | RUS | Magadanskaya Oblast’ |  | 10 | 1643297872
Strenči, Strenču Novads, Latvia | Strenči | Strenci | 57.6272 | 25.685 | Latvia | LV | LVA | Strenču Novads | admin | 1107 | 1428746601
Strendur, , Faroe Islands | Strendur | Strendur | 62.1096 | -6.7617 | Faroe Islands | FO | FRO |  | admin |  | 1234814533
Strensall, York, United Kingdom | Strensall | Strensall | 54.0401 | -1.0344 | United Kingdom | GB | GBR | York |  | 6047 | 1826306635
Stretford, Trafford, United Kingdom | Stretford | Stretford | 53.4466 | -2.3086 | United Kingdom | GB | GBR | Trafford |  | 46910 | 1826645692
Strezhevoy, Tomskaya Oblast’, Russia | Strezhevoy | Strezhevoy | 60.7333 | 77.5833 | Russia | RU | RUS | Tomskaya Oblast’ |  | 41541 | 1643011459
Stříbro, Plzeňský Kraj, Czechia | Stříbro | Stribro | 49.753 | 13.0041 | Czechia | CZ | CZE | Plzeňský Kraj |  | 7738 | 1203206834
Stroitel, Belgorodskaya Oblast’, Russia | Stroitel | Stroitel | 50.7833 | 36.4833 | Russia | RU | RUS | Belgorodskaya Oblast’ |  | 24392 | 1643765660
Strömstad, Västra Götaland, Sweden | Strömstad | Stromstad | 58.9441 | 11.1864 | Sweden | SE | SWE | Västra Götaland | minor | 7355 | 1752574047
Strongoli, Calabria, Italy | Strongoli | Strongoli | 39.2667 | 17.0667 | Italy | IT | ITA | Calabria |  | 6518 | 1380686663
Strongsville, Ohio, United States | Strongsville | Strongsville | 41.3128 | -81.8313 | United States | US | USA | Ohio |  | 44660 | 1840003415
Strood, Medway, United Kingdom | Strood | Strood | 51.393 | 0.478 | United Kingdom | GB | GBR | Medway |  | 33182 | 1826719630
Stropkov, Prešovský, Slovakia | Stropkov | Stropkov | 49.205 | 21.6514 | Slovakia | SK | SVK | Prešovský | minor | 10654 | 1703240636
Stroud, Gloucestershire, United Kingdom | Stroud | Stroud | 51.744 | -2.215 | United Kingdom | GB | GBR | Gloucestershire |  | 32670 | 1826302127
Stroud, Pennsylvania, United States | Stroud | Stroud | 41.0001 | -75.2173 | United States | US | USA | Pennsylvania |  | 18952 | 1840144158
Stroudsburg, Pennsylvania, United States | Stroudsburg | Stroudsburg | 40.9838 | -75.1972 | United States | US | USA | Pennsylvania |  | 5558 | 1840003509
Struga, Struga, Macedonia | Struga | Struga | 41.1775 | 20.6789 | Macedonia | MK | MKD | Struga | admin | 16559 | 1807746682
Strumica, Strumica, Macedonia | Strumica | Strumica | 41.4375 | 22.6431 | Macedonia | MK | MKD | Strumica | admin | 45087 | 1807799132
Strunino, Vladimirskaya Oblast’, Russia | Strunino | Strunino | 56.3733 | 38.585 | Russia | RU | RUS | Vladimirskaya Oblast’ |  | 13094 | 1643212321
Struthers, Ohio, United States | Struthers | Struthers | 41.051 | -80.592 | United States | US | USA | Ohio |  | 10111 | 1840003562
Stryy, L’vivs’ka Oblast’, Ukraine | Stryy | Stryy | 49.25 | 23.85 | Ukraine | UA | UKR | L’vivs’ka Oblast’ | minor | 59325 | 1804862811
Strzegom, Dolnośląskie, Poland | Strzegom | Strzegom | 51 | 16.3333 | Poland | PL | POL | Dolnośląskie |  | 16650 | 1616613189
Stuart, Florida, United States | Stuart | Stuart | 27.1958 | -80.2438 | United States | US | USA | Florida |  | 16237 | 1840015990
Stuarts Draft, Virginia, United States | Stuarts Draft | Stuarts Draft | 38.0245 | -79.0308 | United States | US | USA | Virginia |  | 9716 | 1840006247
Studeničani, Studeničani, Macedonia | Studeničani | Studenicani | 41.9158 | 21.5306 | Macedonia | MK | MKD | Studeničani | admin |  | 1807047160
Studénka, Moravskoslezský Kraj, Czechia | Studénka | Studenka | 49.7234 | 18.0786 | Czechia | CZ | CZE | Moravskoslezský Kraj |  | 9477 | 1203000978
Studley, Warwickshire, United Kingdom | Studley | Studley | 52.2696 | -1.8915 | United Kingdom | GB | GBR | Warwickshire |  | 5879 | 1826898578
Stühlingen, Baden-Württemberg, Germany | Stühlingen | Stuhlingen | 47.7453 | 8.4458 | Germany | DE | DEU | Baden-Württemberg |  | 5327 | 1276748330
Stung Treng, Stung Treng, Cambodia | Stung Treng | Stung Treng | 13.5167 | 105.9667 | Cambodia | KH | KHM | Stung Treng | admin | 29665 | 1116286673
Stupava, Bratislavský, Slovakia | Stupava | Stupava | 48.2833 | 17.0333 | Slovakia | SK | SVK | Bratislavský |  | 11471 | 1703216738
Stupino, Moskovskaya Oblast’, Russia | Stupino | Stupino | 54.8869 | 38.0772 | Russia | RU | RUS | Moskovskaya Oblast’ |  | 66341 | 1643209318
Sturbridge, Massachusetts, United States | Sturbridge | Sturbridge | 42.1076 | -72.0904 | United States | US | USA | Massachusetts |  | 9537 | 1840053606
Sturgeon Bay, Wisconsin, United States | Sturgeon Bay | Sturgeon Bay | 44.8228 | -87.366 | United States | US | USA | Wisconsin |  | 8419 | 1840003935
Sturgis, Michigan, United States | Sturgis | Sturgis | 41.7995 | -85.4182 | United States | US | USA | Michigan |  | 12881 | 1840003254
Sturgis, South Dakota, United States | Sturgis | Sturgis | 44.411 | -103.4975 | United States | US | USA | South Dakota |  | 6876 | 1840002174
Štúrovo, Nitriansky, Slovakia | Štúrovo | Sturovo | 47.7992 | 18.7181 | Slovakia | SK | SVK | Nitriansky |  | 10524 | 1703382552
Sturry, Kent, United Kingdom | Sturry | Sturry | 51.3036 | 1.1211 | United Kingdom | GB | GBR | Kent |  | 6820 | 1826679931
Sturtevant, Wisconsin, United States | Sturtevant | Sturtevant | 42.6995 | -87.9019 | United States | US | USA | Wisconsin |  | 6652 | 1840002486
Stuttgart, Baden-Württemberg, Germany | Stuttgart | Stuttgart | 48.7761 | 9.1775 | Germany | DE | DEU | Baden-Württemberg | admin | 634830 | 1276171358
Stuttgart, Arkansas, United States | Stuttgart | Stuttgart | 34.495 | -91.5485 | United States | US | USA | Arkansas |  | 8404 | 1840015556
Suai, Cova Lima, Timor-Leste | Suai | Suai | -9.3129 | 125.2565 | Timor-Leste | TL | TLS | Cova Lima | admin |  | 1626458227
Suamico, Wisconsin, United States | Suamico | Suamico | 44.6352 | -88.0664 | United States | US | USA | Wisconsin |  | 13052 | 1840000309
Subotica, Subotica, Serbia | Subotica | Subotica | 46.0983 | 19.67 | Serbia | RS | SRB | Subotica | admin | 105681 | 1688081964
Subulussalam, Aceh, Indonesia | Subulussalam | Subulussalam | 2.6422 | 98.0042 | Indonesia | ID | IDN | Aceh |  | 78801 | 1360306114
Succasunna, New Jersey, United States | Succasunna | Succasunna | 40.8507 | -74.6596 | United States | US | USA | New Jersey |  | 8681 | 1840024235
Suceava, Suceava, Romania | Suceava | Suceava | 47.6514 | 26.2556 | Romania | RO | ROU | Suceava | admin | 92121 | 1642721443
Sucre, Chuquisaca, Bolivia | Sucre | Sucre | -19.0431 | -65.2592 | Bolivia | BO | BOL | Chuquisaca | primary | 300000 | 1068823873
Sucy-en-Brie, Île-de-France, France | Sucy-en-Brie | Sucy-en-Brie | 48.7697 | 2.5228 | France | FR | FRA | Île-de-France |  | 26472 | 1250757045
Sudak, Krym, Avtonomna Respublika, Ukraine | Sudak | Sudak | 44.8514 | 34.9725 | Ukraine | UA | UKR | Krym, Avtonomna Respublika |  | 16756 | 1804728325
Sudbury, Ealing, United Kingdom | Sudbury | Sudbury | 51.5537 | -0.3199 | United Kingdom | GB | GBR | Ealing |  | 14950 | 1826460632
Sudbury, Ontario, Canada | Sudbury | Sudbury | 46.49 | -81.01 | Canada | CA | CAN | Ontario |  | 88054 | 1124539524
Sudbury, Massachusetts, United States | Sudbury | Sudbury | 42.3847 | -71.4234 | United States | US | USA | Massachusetts |  | 18940 | 1840053489
Sudbury, Suffolk, United Kingdom | Sudbury | Sudbury | 52.0417 | 0.7282 | United Kingdom | GB | GBR | Suffolk |  | 13063 | 1826131737
Sudden Valley, Washington, United States | Sudden Valley | Sudden Valley | 48.7199 | -122.3468 | United States | US | USA | Washington |  | 7999 | 1840037740
Sudley, Virginia, United States | Sudley | Sudley | 38.7878 | -77.4961 | United States | US | USA | Virginia |  | 17612 | 1840006104
Sudogda, Vladimirskaya Oblast’, Russia | Sudogda | Sudogda | 55.95 | 40.8667 | Russia | RU | RUS | Vladimirskaya Oblast’ |  | 10442 | 1643470978
Sudova Vyshnya, L’vivs’ka Oblast’, Ukraine | Sudova Vyshnya | Sudova Vyshnya | 49.7892 | 23.3722 | Ukraine | UA | UKR | L’vivs’ka Oblast’ |  | 6538 | 1804528042
Sudzha, Kurskaya Oblast’, Russia | Sudzha | Sudzha | 51.1907 | 35.2708 | Russia | RU | RUS | Kurskaya Oblast’ |  | 5759 | 1643775034
Sue, Fukuoka, Japan | Sue | Sue | 33.5872 | 130.5072 | Japan | JP | JPN | Fukuoka |  | 28377 | 1392341153
Suez, As Suways, Egypt | Suez | Suez | 29.9667 | 32.5333 | Egypt | EG | EGY | As Suways | admin | 485342 | 1818495972
Suffern, New York, United States | Suffern | Suffern | 41.1138 | -74.1421 | United States | US | USA | New York |  | 11007 | 1840004987
Suffield, Connecticut, United States | Suffield | Suffield | 41.9945 | -72.6789 | United States | US | USA | Connecticut |  | 15662 | 1840033678
Suffolk, Virginia, United States | Suffolk | Suffolk | 36.6953 | -76.6398 | United States | US | USA | Virginia |  | 92108 | 1840003873
Sugar Grove, Illinois, United States | Sugar Grove | Sugar Grove | 41.7758 | -88.448 | United States | US | USA | Illinois |  | 9888 | 1840011355
Sugar Hill, Georgia, United States | Sugar Hill | Sugar Hill | 34.1081 | -84.056 | United States | US | USA | Georgia |  | 24617 | 1840015615
Sugar Land, Texas, United States | Sugar Land | Sugar Land | 29.5935 | -95.6357 | United States | US | USA | Texas |  | 118488 | 1840022217
Sugarland Run, Virginia, United States | Sugarland Run | Sugarland Run | 39.0309 | -77.3762 | United States | US | USA | Virginia |  | 12576 | 1840024510
Sugarmill Woods, Florida, United States | Sugarmill Woods | Sugarmill Woods | 28.7321 | -82.4986 | United States | US | USA | Florida |  | 8851 | 1840014063
Sugito, Saitama, Japan | Sugito | Sugito | 36.0256 | 139.7367 | Japan | JP | JPN | Saitama |  | 44202 | 1392687302
Sūhāj, Sūhāj, Egypt | Sūhāj | Suhaj | 26.5606 | 31.6917 | Egypt | EG | EGY | Sūhāj | admin | 193931 | 1818460403
Şuḩār, Shamāl al Bāţinah, Oman | Şuḩār | Suhar | 24.342 | 56.7299 | Oman | OM | OMN | Shamāl al Bāţinah | admin |  | 1512602960
Suharekë, Suharekë, Kosovo | Suharekë | Suhareke | 42.38 | 20.8219 | Kosovo | XK | XKS | Suharekë | admin | 59722 | 1901918563
Sühbaatar, Selenge, Mongolia | Sühbaatar | Suhbaatar | 50.2364 | 106.2064 | Mongolia | MN | MNG | Selenge | admin | 24235 | 1496145017
Suhl, Thuringia, Germany | Suhl | Suhl | 50.6106 | 10.6931 | Germany | DE | DEU | Thuringia | minor | 36955 | 1276059886
Suhr, Aargau, Switzerland | Suhr | Suhr | 47.3747 | 8.0806 | Switzerland | CH | CHE | Aargau |  | 10424 | 1756546975
Suifenhe, Heilongjiang, China | Suifenhe | Suifenhe | 44.3945 | 131.1563 | China | CN | CHN | Heilongjiang |  | 60000 | 1156783152
Suihua, Heilongjiang, China | Suihua | Suihua | 46.6384 | 126.9808 | China | CN | CHN | Heilongjiang | minor | 5420000 | 1156235493
Suileng, Heilongjiang, China | Suileng | Suileng | 47.246 | 127.106 | China | CN | CHN | Heilongjiang | minor | 57789 | 1156128173
Suining, Sichuan, China | Suining | Suining | 30.5098 | 105.5737 | China | CN | CHN | Sichuan | minor | 3556000 | 1156655650
Suisun City, California, United States | Suisun City | Suisun City | 38.2473 | -122.009 | United States | US | USA | California |  | 29663 | 1840028115
Suitland, Maryland, United States | Suitland | Suitland | 38.8492 | -76.9225 | United States | US | USA | Maryland |  | 24444 | 1840031466
Sukabumi, Jawa Barat, Indonesia | Sukabumi | Sukabumi | -6.9197 | 106.9272 | Indonesia | ID | IDN | Jawa Barat |  | 320970 | 1360447543
Sukhinichi, Kaluzhskaya Oblast’, Russia | Sukhinichi | Sukhinichi | 54.1 | 35.35 | Russia | RU | RUS | Kaluzhskaya Oblast’ |  | 14901 | 1643650021
Sukhodilsk, Luhans’ka Oblast’, Ukraine | Sukhodilsk | Sukhodilsk | 48.35 | 39.7167 | Ukraine | UA | UKR | Luhans’ka Oblast’ |  | 21324 | 1804091595
Sukhothai, Sukhothai, Thailand | Sukhothai | Sukhothai | 17.0142 | 99.8219 | Thailand | TH | THA | Sukhothai | admin | 15618 | 1764175777
Sukhoy Log, Sverdlovskaya Oblast’, Russia | Sukhoy Log | Sukhoy Log | 56.9167 | 62.05 | Russia | RU | RUS | Sverdlovskaya Oblast’ |  | 33689 | 1643890809
Sukkur, Sindh, Pakistan | Sukkur | Sukkur | 27.6995 | 68.8673 | Pakistan | PK | PAK | Sindh | minor | 476776 | 1586383591
Sukth, Durrës, Albania | Sukth | Sukth | 41.3833 | 19.5333 | Albania | AL | ALB | Durrës |  | 15966 | 1008647190
Sukumo, Kōchi, Japan | Sukumo | Sukumo | 32.9389 | 132.7261 | Japan | JP | JPN | Kōchi |  | 19532 | 1392912259
Sulingen, Lower Saxony, Germany | Sulingen | Sulingen | 52.6667 | 8.8 | Germany | DE | DEU | Lower Saxony |  | 12842 | 1276180018
Sullana, Piura, Peru | Sullana | Sullana | -4.9 | -80.7 | Peru | PE | PER | Piura |  | 162434 | 1604666111
Sullivan, New York, United States | Sullivan | Sullivan | 43.0922 | -75.8794 | United States | US | USA | New York |  | 15237 | 1840058535
Sullivan, Missouri, United States | Sullivan | Sullivan | 38.2129 | -91.1636 | United States | US | USA | Missouri |  | 9172 | 1840009643
Sullivan City, Texas, United States | Sullivan City | Sullivan City | 26.2752 | -98.5644 | United States | US | USA | Texas |  | 5932 | 1840022257
Sulphur, Louisiana, United States | Sulphur | Sulphur | 30.2286 | -93.3565 | United States | US | USA | Louisiana |  | 20065 | 1840015927
Sulphur Springs, Texas, United States | Sulphur Springs | Sulphur Springs | 33.1421 | -95.6124 | United States | US | USA | Texas |  | 14916 | 1840022031
Sultan, Washington, United States | Sultan | Sultan | 47.871 | -121.8043 | United States | US | USA | Washington |  | 9246 | 1840021080
Sultandağı, Afyonkarahisar, Turkey | Sultandağı | Sultandagi | 38.5333 | 31.2333 | Turkey | TR | TUR | Afyonkarahisar | minor | 15076 | 1792743781
Sultanhanı, Aksaray, Turkey | Sultanhanı | Sultanhani | 38.2481 | 33.5465 | Turkey | TR | TUR | Aksaray | minor | 10884 | 1792616267
Sultepec, México, Mexico | Sultepec | Sultepec | 18.8667 | -99.95 | Mexico | MX | MEX | México | minor | 24986 | 1484381977
Sülüktü, Batken, Kyrgyzstan | Sülüktü | Suluktu | 39.9333 | 69.5667 | Kyrgyzstan | KG | KGZ | Batken |  | 13378 | 1417013156
Sulz am Neckar, Baden-Württemberg, Germany | Sulz am Neckar | Sulz am Neckar | 48.3628 | 8.6317 | Germany | DE | DEU | Baden-Württemberg |  | 12336 | 1276239131
Sulzbach, Saarland, Germany | Sulzbach | Sulzbach | 49.3 | 7.0667 | Germany | DE | DEU | Saarland |  | 16468 | 1276579983
Sulzbach-Rosenberg, Bavaria, Germany | Sulzbach-Rosenberg | Sulzbach-Rosenberg | 49.5 | 11.75 | Germany | DE | DEU | Bavaria |  | 19414 | 1276541212
Sumaré, São Paulo, Brazil | Sumaré | Sumare | -22.8219 | -47.2669 | Brazil | BR | BRA | São Paulo |  | 265955 | 1076684312
Sumba, , Faroe Islands | Sumba | Sumba | 61.4055 | -6.709 | Faroe Islands | FO | FRO |  | admin |  | 1234926212
Sumbawanga, Rukwa, Tanzania | Sumbawanga | Sumbawanga | -7.9667 | 31.6167 | Tanzania | TZ | TZA | Rukwa | admin | 147483 | 1834684278
Sumbe, Kwanza Sul, Angola | Sumbe | Sumbe | -11.2052 | 13.8417 | Angola | AO | AGO | Kwanza Sul | admin | 26000 | 1024297937
Sümeg, Veszprém, Hungary | Sümeg | Sumeg | 46.9775 | 17.2817 | Hungary | HU | HUN | Veszprém | minor | 6037 | 1348562948
Sumenep, Jawa Timur, Indonesia | Sumenep | Sumenep | -7.0049 | 113.8496 | Indonesia | ID | IDN | Jawa Timur | minor | 84656 | 1360439354
Sumiyama, Kyōto, Japan | Sumiyama | Sumiyama | 34.8814 | 135.7328 | Japan | JP | JPN | Kyōto |  | 15399 | 1392461116
Summerfield, Maryland, United States | Summerfield | Summerfield | 38.9042 | -76.8678 | United States | US | USA | Maryland |  | 13781 | 1840039531
Summerfield, North Carolina, United States | Summerfield | Summerfield | 36.1973 | -79.8997 | United States | US | USA | North Carolina |  | 11376 | 1840016139
Summerland, British Columbia, Canada | Summerland | Summerland | 49.6006 | -119.6778 | Canada | CA | CAN | British Columbia |  | 11615 | 1124400731
Summerlin South, Nevada, United States | Summerlin South | Summerlin South | 36.1242 | -115.3324 | United States | US | USA | Nevada |  | 27506 | 1840074790
Summerside, Prince Edward Island, Canada | Summerside | Summerside | 46.4 | -63.7833 | Canada | CA | CAN | Prince Edward Island |  | 14829 | 1124487102
Summerville, South Carolina, United States | Summerville | Summerville | 33.0015 | -80.1799 | United States | US | USA | South Carolina |  | 52549 | 1840016886
Summerville, Georgia, United States | Summerville | Summerville | 34.4787 | -85.3491 | United States | US | USA | Georgia |  | 10331 | 1840015554
Summit, Illinois, United States | Summit | Summit | 41.7877 | -87.8146 | United States | US | USA | Illinois |  | 11116 | 1840011329
Summit, New Jersey, United States | Summit | Summit | 40.7154 | -74.3647 | United States | US | USA | New Jersey |  | 21897 | 1840000999
Summit, Washington, United States | Summit | Summit | 47.1694 | -122.3628 | United States | US | USA | Washington |  | 8435 | 1840018456
Summit, Wisconsin, United States | Summit | Summit | 43.0504 | -88.4815 | United States | US | USA | Wisconsin |  | 5041 | 1840072793
Summit, Arizona, United States | Summit | Summit | 32.0619 | -110.9483 | United States | US | USA | Arizona |  | 5027 | 1840019488
Summit Park, Utah, United States | Summit Park | Summit Park | 40.7432 | -111.5814 | United States | US | USA | Utah |  | 8273 | 1840018725
Summit Township, Pennsylvania, United States | Summit Township | Summit Township | 42.0375 | -80.0513 | United States | US | USA | Pennsylvania |  | 6976 | 1840143177
Summit View, Washington, United States | Summit View | Summit View | 47.1343 | -122.3468 | United States | US | USA | Washington |  | 7621 | 1840042106
Sumner, Washington, United States | Sumner | Sumner | 47.2189 | -122.2338 | United States | US | USA | Washington |  | 10427 | 1840021128
Šumperk, Olomoucký Kraj, Czechia | Šumperk | Sumperk | 49.9653 | 16.9707 | Czechia | CZ | CZE | Olomoucký Kraj |  | 25836 | 1203170809
Sumqayıt, Sumqayıt, Azerbaijan | Sumqayıt | Sumqayit | 40.5917 | 49.6397 | Azerbaijan | AZ | AZE | Sumqayıt | admin | 341200 | 1031630283
Sumter, South Carolina, United States | Sumter | Sumter | 33.9392 | -80.393 | United States | US | USA | South Carolina |  | 71518 | 1840015612
Sumy, Sums’ka Oblast’, Ukraine | Sumy | Sumy | 50.9068 | 34.7992 | Ukraine | UA | UKR | Sums’ka Oblast’ | admin | 265758 | 1804489982
Sun City, Arizona, United States | Sun City | Sun City | 33.6165 | -112.2819 | United States | US | USA | Arizona |  | 39348 | 1840019311
Sun City Center, Florida, United States | Sun City Center | Sun City Center | 27.7149 | -82.3569 | United States | US | USA | Florida |  | 23480 | 1840001841
Sun City West, Arizona, United States | Sun City West | Sun City West | 33.6693 | -112.3575 | United States | US | USA | Arizona |  | 25444 | 1840019312
Sun Lakes, Arizona, United States | Sun Lakes | Sun Lakes | 33.2172 | -111.8695 | United States | US | USA | Arizona |  | 14582 | 1840019313
Sun Prairie, Wisconsin, United States | Sun Prairie | Sun Prairie | 43.1827 | -89.2358 | United States | US | USA | Wisconsin |  | 34661 | 1840002902
Sun Valley, Nevada, United States | Sun Valley | Sun Valley | 39.6106 | -119.7765 | United States | US | USA | Nevada |  | 20683 | 1840018711
Sun Village, California, United States | Sun Village | Sun Village | 34.5596 | -117.9559 | United States | US | USA | California |  | 13516 | 1840076298
Sunagawa, Hokkaidō, Japan | Sunagawa | Sunagawa | 43.4948 | 141.9035 | Japan | JP | JPN | Hokkaidō |  | 16878 | 1392198315
Sunbury, Surrey, United Kingdom | Sunbury | Sunbury | 51.423 | -0.424 | United Kingdom | GB | GBR | Surrey |  | 18041 | 1826417394
Sunbury, Victoria, Australia | Sunbury | Sunbury | -37.5811 | 144.7139 | Australia | AU | AUS | Victoria |  | 36084 | 1036519781
Sunbury, Pennsylvania, United States | Sunbury | Sunbury | 40.8617 | -76.7874 | United States | US | USA | Pennsylvania |  | 27921 | 1840000851
Sunbury, Ohio, United States | Sunbury | Sunbury | 40.2485 | -82.8804 | United States | US | USA | Ohio |  | 6367 | 1840003707
Sunch’ŏn, P’yŏngnam, Korea, North | Sunch’ŏn | Sunch'on | 39.4167 | 125.9333 | Korea, North | KP | PRK | P’yŏngnam |  | 437000 | 1408510801
Sunchales, Santa Fe, Argentina | Sunchales | Sunchales | -30.9442 | -61.5614 | Argentina | AR | ARG | Santa Fe |  | 20537 | 1032630690
Suncheon, Jeonnam, Korea, South | Suncheon | Suncheon | 34.9506 | 127.4875 | Korea, South | KR | KOR | Jeonnam | minor | 265390 | 1410109654
Suncook, New Hampshire, United States | Suncook | Suncook | 43.1382 | -71.4529 | United States | US | USA | New Hampshire |  | 5111 | 1840002804
Sunderland, Sunderland, United Kingdom | Sunderland | Sunderland | 54.9061 | -1.3811 | United Kingdom | GB | GBR | Sunderland |  | 174286 | 1826736387
Sundern, North Rhine-Westphalia, Germany | Sundern | Sundern | 51.3167 | 8 | Germany | DE | DEU | North Rhine-Westphalia |  | 27802 | 1276362137
Sundon, Luton, United Kingdom | Sundon | Sundon | 51.92 | -0.47 | United Kingdom | GB | GBR | Luton |  | 7585 | 1826167301
Sundsvall, Västernorrland, Sweden | Sundsvall | Sundsvall | 62.4001 | 17.3167 | Sweden | SE | SWE | Västernorrland | minor | 73389 | 1752024232
Su-ngai Kolok, Narathiwat, Thailand | Su-ngai Kolok | Su-ngai Kolok | 6.0297 | 101.9668 | Thailand | TH | THA | Narathiwat | minor | 41590 | 1764527716
Sungai Penuh, Jambi, Indonesia | Sungai Penuh | Sungai Penuh | -2.0636 | 101.3961 | Indonesia | ID | IDN | Jambi |  | 101325 | 1360337679
Sungai Petani, Kedah, Malaysia | Sungai Petani | Sungai Petani | 5.65 | 100.48 | Malaysia | MY | MYS | Kedah |  | 358499 | 1458639918
Sunland Park, New Mexico, United States | Sunland Park | Sunland Park | 31.8194 | -106.5943 | United States | US | USA | New Mexico |  | 17978 | 1840033664
Sunninghill, Windsor and Maidenhead, United Kingdom | Sunninghill | Sunninghill | 51.405 | -0.656 | United Kingdom | GB | GBR | Windsor and Maidenhead |  | 11603 | 1826713508
Sunny Isles Beach, Florida, United States | Sunny Isles Beach | Sunny Isles Beach | 25.9385 | -80.1246 | United States | US | USA | Florida |  | 21804 | 1840016007
Sunnyside, Washington, United States | Sunnyside | Sunnyside | 46.3158 | -120.0059 | United States | US | USA | Washington |  | 18352 | 1840021150
Sunnyvale, California, United States | Sunnyvale | Sunnyvale | 37.3836 | -122.0256 | United States | US | USA | California |  | 152703 | 1840021573
Sunnyvale, Texas, United States | Sunnyvale | Sunnyvale | 32.7974 | -96.5577 | United States | US | USA | Texas |  | 6841 | 1840023031
Sunrise, Florida, United States | Sunrise | Sunrise | 26.1547 | -80.2997 | United States | US | USA | Florida |  | 95166 | 1840016000
Sunrise Manor, Nevada, United States | Sunrise Manor | Sunrise Manor | 36.1785 | -115.049 | United States | US | USA | Nevada |  | 192934 | 1840033833
Sunset, Florida, United States | Sunset | Sunset | 25.7061 | -80.353 | United States | US | USA | Florida |  | 15770 | 1840029084
Sunset, Utah, United States | Sunset | Sunset | 41.1392 | -112.0285 | United States | US | USA | Utah |  | 5364 | 1840021351
Sunset Hills, Missouri, United States | Sunset Hills | Sunset Hills | 38.531 | -90.4087 | United States | US | USA | Missouri |  | 8447 | 1840009742
Suntar, Sakha (Yakutiya), Russia | Suntar | Suntar | 62.1444 | 117.6319 | Russia | RU | RUS | Sakha (Yakutiya) |  | 8639 | 1643961858
Sunyani, Brong-Ahafo, Ghana | Sunyani | Sunyani | 7.336 | -2.336 | Ghana | GH | GHA | Brong-Ahafo | admin | 70299 | 1288679588
Suohe, Henan, China | Suohe | Suohe | 34.7879 | 113.392 | China | CN | CHN | Henan | minor | 626700 | 1156236948
Suolahti, Keski-Suomi, Finland | Suolahti | Suolahti | 62.5639 | 25.8528 | Finland | FI | FIN | Keski-Suomi |  | 5747 | 1246348554
Suonenjoki, Pohjois-Savo, Finland | Suonenjoki | Suonenjoki | 62.625 | 27.1222 | Finland | FI | FIN | Pohjois-Savo | minor | 7390 | 1246784846
Suong, Tbong Khmum, Cambodia | Suong | Suong | 11.9167 | 105.65 | Cambodia | KH | KHM | Tbong Khmum | admin |  | 1116319433
Suoyarvi, Kareliya, Russia | Suoyarvi | Suoyarvi | 62.0833 | 32.3667 | Russia | RU | RUS | Kareliya |  | 8920 | 1643031731
Superior, Wisconsin, United States | Superior | Superior | 46.6941 | -92.0823 | United States | US | USA | Wisconsin |  | 25977 | 1840038034
Superior, Colorado, United States | Superior | Superior | 39.9341 | -105.1588 | United States | US | USA | Colorado |  | 13087 | 1840022425
Suphan Buri, Suphan Buri, Thailand | Suphan Buri | Suphan Buri | 14.4675 | 100.1169 | Thailand | TH | THA | Suphan Buri | admin | 26164 | 1764759549
Suqian, Jiangsu, China | Suqian | Suqian | 33.9331 | 118.2831 | China | CN | CHN | Jiangsu |  | 5290000 | 1156212349
Şūr, Janūb ash Sharqīyah, Oman | Şūr | Sur | 22.5667 | 59.5289 | Oman | OM | OMN | Janūb ash Sharqīyah | admin |  | 1512350600
Surabaya, Jawa Timur, Indonesia | Surabaya | Surabaya | -7.2458 | 112.7378 | Indonesia | ID | IDN | Jawa Timur | admin | 4975000 | 1360484663
Surakarta, Jawa Tengah, Indonesia | Surakarta | Surakarta | -7.5667 | 110.8167 | Indonesia | ID | IDN | Jawa Tengah |  | 552118 | 1360853933
Šurany, Nitriansky, Slovakia | Šurany | Surany | 48.0833 | 18.1833 | Slovakia | SK | SVK | Nitriansky |  | 9878 | 1703675308
Sūrat, Gujarāt, India | Sūrat | Surat | 21.17 | 72.83 | India | IN | IND | Gujarāt |  | 5807000 | 1356758738
Surat Thani, Surat Thani, Thailand | Surat Thani | Surat Thani | 9.1397 | 99.3306 | Thailand | TH | THA | Surat Thani | admin | 130703 | 1764338230
Surazh, Bryanskaya Oblast’, Russia | Surazh | Surazh | 53.0167 | 32.4 | Russia | RU | RUS | Bryanskaya Oblast’ |  | 10884 | 1643268069
Surbiton, Kingston upon Thames, United Kingdom | Surbiton | Surbiton | 51.394 | -0.307 | United Kingdom | GB | GBR | Kingston upon Thames |  | 45132 | 1826418537
Surdulica, Surdulica, Serbia | Surdulica | Surdulica | 42.695 | 22.1672 | Serbia | RS | SRB | Surdulica | admin |  | 1688920744
Suresnes, Île-de-France, France | Suresnes | Suresnes | 48.87 | 2.22 | France | FR | FRA | Île-de-France |  | 49145 | 1250405027
Surfside, Florida, United States | Surfside | Surfside | 25.8787 | -80.125 | United States | US | USA | Florida |  | 5651 | 1840017278
Surgidero de Batabanó, Mayabeque, Cuba | Surgidero de Batabanó | Surgidero de Batabano | 22.6986 | -82.2939 | Cuba | CU | CUB | Mayabeque |  | 25664 | 1192354427
Surgut, Khanty-Mansiyskiy Avtonomnyy Okrug-Yugra, Russia | Surgut | Surgut | 61.25 | 73.4333 | Russia | RU | RUS | Khanty-Mansiyskiy Avtonomnyy Okrug-Yugra |  | 360590 | 1643007475
Suriāpet, Telangana, India | Suriāpet | Suriapet | 17.15 | 79.6167 | India | IN | IND | Telangana |  | 106805 | 1356067301
Surigao, Surigao del Norte, Philippines | Surigao | Surigao | 9.7833 | 125.4833 | Philippines | PH | PHL | Surigao del Norte | admin | 154137 | 1608611556
Surin, Surin, Thailand | Surin | Surin | 14.8833 | 103.4931 | Thailand | TH | THA | Surin | admin | 39728 | 1764813179
Surovikino, Volgogradskaya Oblast’, Russia | Surovikino | Surovikino | 48.6 | 42.85 | Russia | RU | RUS | Volgogradskaya Oblast’ |  | 18685 | 1643870086
Surprise, Arizona, United States | Surprise | Surprise | 33.68 | -112.4524 | United States | US | USA | Arizona |  | 141664 | 1840021941
Surrey, British Columbia, Canada | Surrey | Surrey | 49.19 | -122.8489 | Canada | CA | CAN | British Columbia |  | 517887 | 1124001454
Sursee, Luzern, Switzerland | Sursee | Sursee | 47.1742 | 8.1081 | Switzerland | CH | CHE | Luzern | minor | 9900 | 1756349177
Sursk, Penzenskaya Oblast’, Russia | Sursk | Sursk | 53.0833 | 45.7 | Russia | RU | RUS | Penzenskaya Oblast’ |  | 6254 | 1643139137
Surt, Surt, Libya | Surt | Surt | 31.2 | 16.6 | Libya | LY | LBY | Surt | admin | 76788 | 1434563640
Şuşa, Şuşa, Azerbaijan | Şuşa | Susa | 39.7601 | 46.7499 | Azerbaijan | AZ | AZE | Şuşa | admin |  | 1031808614
Susaki, Kōchi, Japan | Susaki | Susaki | 33.4008 | 133.2831 | Japan | JP | JPN | Kōchi |  | 21025 | 1392572991
Susanville, California, United States | Susanville | Susanville | 40.4205 | -120.6129 | United States | US | USA | California |  | 8602 | 1840021348
Sušice, Plzeňský Kraj, Czechia | Sušice | Susice | 49.2312 | 13.5202 | Czechia | CZ | CZE | Plzeňský Kraj |  | 11032 | 1203245330
Susquehanna Township, Pennsylvania, United States | Susquehanna Township | Susquehanna Township | 40.3111 | -76.8699 | United States | US | USA | Pennsylvania |  | 24857 | 1840149537
Susques, Jujuy, Argentina | Susques | Susques | -23.4006 | -66.3672 | Argentina | AR | ARG | Jujuy | minor | 1093 | 1032742255
Süßen, Baden-Württemberg, Germany | Süßen | Sussen | 48.6797 | 9.7575 | Germany | DE | DEU | Baden-Württemberg |  | 10192 | 1276876267
Sussex, Wisconsin, United States | Sussex | Sussex | 43.1341 | -88.2232 | United States | US | USA | Wisconsin |  | 10981 | 1840003006
Susuman, Magadanskaya Oblast’, Russia | Susuman | Susuman | 62.7808 | 148.1539 | Russia | RU | RUS | Magadanskaya Oblast’ |  | 4760 | 1643731360
Sutherlin, Oregon, United States | Sutherlin | Sutherlin | 43.3884 | -123.3231 | United States | US | USA | Oregon |  | 9067 | 1840021274
Sutton, Sutton, United Kingdom | Sutton | Sutton | 51.3656 | -0.1963 | United Kingdom | GB | GBR | Sutton |  | 41483 | 1826827095
Sutton, Massachusetts, United States | Sutton | Sutton | 42.1337 | -71.7503 | United States | US | USA | Massachusetts |  | 9385 | 1840053701
Sutton Coldfield, Birmingham, United Kingdom | Sutton Coldfield | Sutton Coldfield | 52.563 | -1.822 | United Kingdom | GB | GBR | Birmingham |  | 95107 | 1826034374
Sutton in Ashfield, Nottinghamshire, United Kingdom | Sutton in Ashfield | Sutton in Ashfield | 53.125 | -1.261 | United Kingdom | GB | GBR | Nottinghamshire |  | 49023 | 1826247882
Sutton on Hull, Kingston upon Hull, City of, United Kingdom | Sutton on Hull | Sutton on Hull | 53.7806 | -0.3047 | United Kingdom | GB | GBR | Kingston upon Hull, City of |  | 12649 | 1826733547
Suva, Rewa, Fiji | Suva | Suva | -18.1333 | 178.4333 | Fiji | FJ | FJI | Rewa | primary | 88271 | 1242615095
Suvorov, Tul’skaya Oblast’, Russia | Suvorov | Suvorov | 54.1167 | 36.5 | Russia | RU | RUS | Tul’skaya Oblast’ |  | 17450 | 1643843521
Suvorovo, Varna, Bulgaria | Suvorovo | Suvorovo | 43.33 | 27.5925 | Bulgaria | BG | BGR | Varna |  | 5214 | 1100221510
Suwa, Nagano, Japan | Suwa | Suwa | 36.0392 | 138.1142 | Japan | JP | JPN | Nagano |  | 48695 | 1392189773
Suwałki, Podlaskie, Poland | Suwałki | Suwalki | 54.0833 | 22.9333 | Poland | PL | POL | Podlaskie | minor | 69626 | 1616523627
Suwanee, Georgia, United States | Suwanee | Suwanee | 34.0506 | -84.0687 | United States | US | USA | Georgia |  | 20907 | 1840015616
Suwon, Gyeonggi, Korea, South | Suwon | Suwon | 37.2858 | 127.01 | Korea, South | KR | KOR | Gyeonggi | admin | 1234300 | 1410679777
Suzaka, Nagano, Japan | Suzaka | Suzaka | 36.6511 | 138.3069 | Japan | JP | JPN | Nagano |  | 49734 | 1392723213
Suzdal, Vladimirskaya Oblast’, Russia | Suzdal | Suzdal | 56.4211 | 40.4489 | Russia | RU | RUS | Vladimirskaya Oblast’ |  | 9749 | 1643926701
Suzhou, Anhui, China | Suzhou | Suzhou | 33.6333 | 116.9683 | China | CN | CHN | Anhui |  | 5690000 | 1156871297
Suzhou, Jiangsu, China | Suzhou | Suzhou | 31.304 | 120.6164 | China | CN | CHN | Jiangsu | minor | 5250000 | 1156029196
Suzuka, Mie, Japan | Suzuka | Suzuka | 34.8822 | 136.5842 | Japan | JP | JPN | Mie |  | 195762 | 1392913924
Suzukawa, Kanagawa, Japan | Suzukawa | Suzukawa | 35.3731 | 139.3842 | Japan | JP | JPN | Kanagawa |  | 48379 | 1392676251
Svalyava, Zakarpats’ka Oblast’, Ukraine | Svalyava | Svalyava | 48.5472 | 22.9861 | Ukraine | UA | UKR | Zakarpats’ka Oblast’ |  | 17234 | 1804834428
Svatove, Luhans’ka Oblast’, Ukraine | Svatove | Svatove | 49.4092 | 38.1619 | Ukraine | UA | UKR | Luhans’ka Oblast’ | minor | 18417 | 1804850971
Svätý Jur, Bratislavský, Slovakia | Svätý Jur | Svaty Jur | 48.2519 | 17.2156 | Slovakia | SK | SVK | Bratislavský |  | 5655 | 1703571007
Svay Rieng, Svay Rieng, Cambodia | Svay Rieng | Svay Rieng | 11.0878 | 105.7994 | Cambodia | KH | KHM | Svay Rieng | admin | 23956 | 1116432743
Švenčionėliai, Švenčionys, Lithuania | Švenčionėliai | Svencioneliai | 55.1667 | 26 | Lithuania | LT | LTU | Švenčionys |  | 5160 | 1440431932
Švenčionys, Švenčionys, Lithuania | Švenčionys | Svencionys | 55.1333 | 26.1556 | Lithuania | LT | LTU | Švenčionys | admin | 4458 | 1440170338
Svendborg, Syddanmark, Denmark | Svendborg | Svendborg | 55.0704 | 10.6167 | Denmark | DK | DNK | Syddanmark | minor | 29180 | 1208924964
Sveta Ana, Sveta Ana, Slovenia | Sveta Ana | Sveta Ana | 46.6492 | 15.8442 | Slovenia | SI | SVN | Sveta Ana | admin |  | 1705062986
Sveta Trojica v Slovenskih Goricah, Sveta Trojica v Slovenskih Goricah, Slovenia | Sveta Trojica v Slovenskih Goricah | Sveta Trojica v Slovenskih Goricah | 46.5767 | 15.8769 | Slovenia | SI | SVN | Sveta Trojica v Slovenskih Goricah | admin |  | 1705659496
Sveti Jurij, Sveti Jurij ob Ščavnici, Slovenia | Sveti Jurij | Sveti Jurij | 46.5695 | 16.0235 | Slovenia | SI | SVN | Sveti Jurij ob Ščavnici | admin |  | 1705832384
Sveti Nikole, Sveti Nikole, Macedonia | Sveti Nikole | Sveti Nikole | 41.865 | 21.9425 | Macedonia | MK | MKD | Sveti Nikole | admin | 13746 | 1807880409
Světlá nad Sázavou, Vysočina, Czechia | Světlá nad Sázavou | Svetla nad Sazavou | 49.6681 | 15.404 | Czechia | CZ | CZE | Vysočina |  | 6490 | 1203996580
Svetlogorsk, Kaliningradskaya Oblast’, Russia | Svetlogorsk | Svetlogorsk | 54.9333 | 20.15 | Russia | RU | RUS | Kaliningradskaya Oblast’ | minor | 13663 | 1643734918
Svetlograd, Stavropol’skiy Kray, Russia | Svetlograd | Svetlograd | 45.3308 | 42.8511 | Russia | RU | RUS | Stavropol’skiy Kray |  | 35745 | 1643409997
Svetlyy, Kaliningradskaya Oblast’, Russia | Svetlyy | Svetlyy | 54.6833 | 20.1333 | Russia | RU | RUS | Kaliningradskaya Oblast’ | minor | 21928 | 1643742025
Svetogorsk, Leningradskaya Oblast’, Russia | Svetogorsk | Svetogorsk | 61.1083 | 28.8583 | Russia | RU | RUS | Leningradskaya Oblast’ |  | 15546 | 1643956298
Svidník, Prešovský, Slovakia | Svidník | Svidnik | 49.3056 | 21.5678 | Slovakia | SK | SVK | Prešovský | minor | 11096 | 1703982053
Svilajnac, Svilajnac, Serbia | Svilajnac | Svilajnac | 44.2167 | 21.2 | Serbia | RS | SRB | Svilajnac | admin |  | 1688007802
Svilengrad, Haskovo, Bulgaria | Svilengrad | Svilengrad | 41.7675 | 26.1975 | Bulgaria | BG | BGR | Haskovo |  | 20390 | 1100757621
Svirsk, Irkutskaya Oblast’, Russia | Svirsk | Svirsk | 53.0833 | 103.3333 | Russia | RU | RUS | Irkutskaya Oblast’ |  | 12945 | 1643442205
Svishtov, Veliko Tarnovo, Bulgaria | Svishtov | Svishtov | 43.6186 | 25.3439 | Bulgaria | BG | BGR | Veliko Tarnovo | minor | 24459 | 1100115119
Svislach, Hrodzyenskaya Voblasts’, Belarus | Svislach | Svislach | 53.0333 | 24.1 | Belarus | BY | BLR | Hrodzyenskaya Voblasts’ | minor | 6400 | 1112351893
Svit, Prešovský, Slovakia | Svit | Svit | 49.0583 | 20.2025 | Slovakia | SK | SVK | Prešovský |  | 7624 | 1703210837
Svitavy, Pardubický Kraj, Czechia | Svitavy | Svitavy | 49.756 | 16.4683 | Czechia | CZ | CZE | Pardubický Kraj |  | 16758 | 1203802204
Svitlovods’k, Kirovohrads’ka Oblast’, Ukraine | Svitlovods’k | Svitlovods'k | 49.0833 | 33.25 | Ukraine | UA | UKR | Kirovohrads’ka Oblast’ | minor | 45312 | 1804885566
Svobodnyy, Amurskaya Oblast’, Russia | Svobodnyy | Svobodnyy | 51.3833 | 128.1333 | Russia | RU | RUS | Amurskaya Oblast’ |  | 53678 | 1643016250
Svoge, Sofia, Bulgaria | Svoge | Svoge | 42.9594 | 23.3477 | Bulgaria | BG | BGR | Sofia |  | 8003 | 1100064054
Svolvær, Nordland, Norway | Svolvær | Svolvaer | 68.2333 | 14.5667 | Norway | NO | NOR | Nordland | minor | 4686 | 1578516140
Svrljig, Svrljig, Serbia | Svrljig | Svrljig | 43.4167 | 22.1167 | Serbia | RS | SRB | Svrljig | admin |  | 1688519603
Svyetlahorsk, Homyel’skaya Voblasts’, Belarus | Svyetlahorsk | Svyetlahorsk | 52.6333 | 29.7333 | Belarus | BY | BLR | Homyel’skaya Voblasts’ | minor | 80700 | 1112741799
Swabi, Khyber Pakhtunkhwa, Pakistan | Swabi | Swabi | 34.1167 | 72.4667 | Pakistan | PK | PAK | Khyber Pakhtunkhwa | minor | 115018 | 1586628764
Swadlincote, Derbyshire, United Kingdom | Swadlincote | Swadlincote | 52.774 | -1.557 | United Kingdom | GB | GBR | Derbyshire |  | 32219 | 1826055646
Swaffham, Norfolk, United Kingdom | Swaffham | Swaffham | 52.6529 | 0.6843 | United Kingdom | GB | GBR | Norfolk |  | 7258 | 1826045315
Swainsboro, Georgia, United States | Swainsboro | Swainsboro | 32.5866 | -82.3345 | United States | US | USA | Georgia |  | 7757 | 1840015787
Swakopmund, Erongo, Namibia | Swakopmund | Swakopmund | -22.6667 | 14.5333 | Namibia | NA | NAM | Erongo | admin | 34300 | 1516214290
Swallownest, Rotherham, United Kingdom | Swallownest | Swallownest | 53.3623 | -1.3251 | United Kingdom | GB | GBR | Rotherham |  | 15022 | 1826951859
Swampscott, Massachusetts, United States | Swampscott | Swampscott | 42.4757 | -70.9068 | United States | US | USA | Massachusetts |  | 14755 | 1840053540
Swan Hill, Victoria, Australia | Swan Hill | Swan Hill | -35.3333 | 143.55 | Australia | AU | AUS | Victoria |  | 11103 | 1036220501
Swanage, Dorset, United Kingdom | Swanage | Swanage | 50.608 | -1.96 | United Kingdom | GB | GBR | Dorset |  | 9601 | 1826896220
Swansboro, North Carolina, United States | Swansboro | Swansboro | 34.6958 | -77.1368 | United States | US | USA | North Carolina |  | 20507 | 1840016532
Swanscombe, Kent, United Kingdom | Swanscombe | Swanscombe | 51.4491 | 0.2993 | United Kingdom | GB | GBR | Kent |  | 6300 | 1826018472
Swansea, Massachusetts, United States | Swansea | Swansea | 41.7571 | -71.212 | United States | US | USA | Massachusetts |  | 16462 | 1840053663
Swansea, Illinois, United States | Swansea | Swansea | 38.5507 | -89.9859 | United States | US | USA | Illinois |  | 13350 | 1840012880
Swanton, Vermont, United States | Swanton | Swanton | 44.9081 | -73.1252 | United States | US | USA | Vermont |  | 6530 | 1840004033
Swanwick, Derbyshire, United Kingdom | Swanwick | Swanwick | 53.075 | -1.398 | United Kingdom | GB | GBR | Derbyshire |  | 5084 | 1826296193
Swanzey, New Hampshire, United States | Swanzey | Swanzey | 42.8625 | -72.2961 | United States | US | USA | New Hampshire |  | 7195 | 1840055665
Swarthmore, Pennsylvania, United States | Swarthmore | Swarthmore | 39.9023 | -75.3488 | United States | US | USA | Pennsylvania |  | 6346 | 1840000712
Swartz Creek, Michigan, United States | Swartz Creek | Swartz Creek | 42.9626 | -83.826 | United States | US | USA | Michigan |  | 5501 | 1840002944
Swatara, Pennsylvania, United States | Swatara | Swatara | 40.2463 | -76.803 | United States | US | USA | Pennsylvania |  | 24685 | 1840149538
Sweden, New York, United States | Sweden | Sweden | 43.1791 | -77.9406 | United States | US | USA | New York |  | 14115 | 1840087957
Sweet Home, Oregon, United States | Sweet Home | Sweet Home | 44.4023 | -122.7028 | United States | US | USA | Oregon |  | 10697 | 1840021253
Sweetwater, Florida, United States | Sweetwater | Sweetwater | 25.7786 | -80.376 | United States | US | USA | Florida |  | 20994 | 1840016008
Sweetwater, Texas, United States | Sweetwater | Sweetwater | 32.4693 | -100.4092 | United States | US | USA | Texas |  | 9836 | 1840022089
Sweetwater, Tennessee, United States | Sweetwater | Sweetwater | 35.6029 | -84.4717 | United States | US | USA | Tennessee |  | 5553 | 1840015415
Swellendam, Western Cape, South Africa | Swellendam | Swellendam | -34.0231 | 20.44 | South Africa | ZA | ZAF | Western Cape |  | 17537 | 1710416218
Świdnica, Dolnośląskie, Poland | Świdnica | Swidnica | 50.8438 | 16.4886 | Poland | PL | POL | Dolnośląskie | minor | 57761 | 1616002338
Świdnik, Lubelskie, Poland | Świdnik | Swidnik | 51.2333 | 22.7 | Poland | PL | POL | Lubelskie | minor | 42797 | 1616873846
Świecie, Kujawsko-Pomorskie, Poland | Świecie | Swiecie | 53.4167 | 18.4333 | Poland | PL | POL | Kujawsko-Pomorskie | minor | 26026 | 1616982457
Świedbodzin, Lubuskie, Poland | Świedbodzin | Swiedbodzin | 52.25 | 15.5333 | Poland | PL | POL | Lubuskie | minor | 21988 | 1616504526
Swieqi, Swieqi, Malta | Swieqi | Swieqi | 35.9225 | 14.48 | Malta | MT | MLT | Swieqi | admin |  | 1470279940
Swift Current, Saskatchewan, Canada | Swift Current | Swift Current | 50.2881 | -107.7939 | Canada | CA | CAN | Saskatchewan |  | 16604 | 1124460875
Swindon, Swindon, United Kingdom | Swindon | Swindon | 51.56 | -1.78 | United Kingdom | GB | GBR | Swindon |  | 192599 | 1826498106
Świnoujście, Zachodniopomorskie, Poland | Świnoujście | Swinoujscie | 53.9167 | 14.25 | Poland | PL | POL | Zachodniopomorskie | minor | 41479 | 1616487084
Swinton, Salford, United Kingdom | Swinton | Swinton | 53.5122 | -2.3412 | United Kingdom | GB | GBR | Salford |  | 22931 | 1826572295
Swinton, Rotherham, United Kingdom | Swinton | Swinton | 53.4877 | -1.3149 | United Kingdom | GB | GBR | Rotherham |  | 15559 | 1826312183
Swissvale, Pennsylvania, United States | Swissvale | Swissvale | 40.4207 | -79.8858 | United States | US | USA | Pennsylvania |  | 8647 | 1840001264
Swords, Fingal, Ireland | Swords | Swords | 53.4597 | -6.2181 | Ireland | IE | IRL | Fingal | admin | 33998 | 1372755688
Swoyersville, Pennsylvania, United States | Swoyersville | Swoyersville | 41.2975 | -75.8799 | United States | US | USA | Pennsylvania |  | 5009 | 1840000771
Syanno, Vitsyebskaya Voblasts’, Belarus | Syanno | Syanno | 54.8 | 29.7 | Belarus | BY | BLR | Vitsyebskaya Voblasts’ |  | 7300 | 1112544512
Syasstroy, Leningradskaya Oblast’, Russia | Syasstroy | Syasstroy | 60.1333 | 32.5667 | Russia | RU | RUS | Leningradskaya Oblast’ |  | 12824 | 1643899356
Sycamore, Illinois, United States | Sycamore | Sycamore | 41.9951 | -88.6812 | United States | US | USA | Illinois |  | 18322 | 1840009187
Sychëvka, Smolenskaya Oblast’, Russia | Sychëvka | Sychevka | 55.8253 | 34.2736 | Russia | RU | RUS | Smolenskaya Oblast’ |  | 8220 | 1643603757
Sydney, New South Wales, Australia | Sydney | Sydney | -33.865 | 151.2094 | Australia | AU | AUS | New South Wales | admin | 5312163 | 1036074917
Syke, Lower Saxony, Germany | Syke | Syke | 52.9161 | 8.8186 | Germany | DE | DEU | Lower Saxony |  | 24355 | 1276951328
Syktyvkar, Komi, Russia | Syktyvkar | Syktyvkar | 61.6667 | 50.8167 | Russia | RU | RUS | Komi | admin | 245313 | 1643573386
Sylacauga, Alabama, United States | Sylacauga | Sylacauga | 33.1778 | -86.2606 | United States | US | USA | Alabama |  | 16982 | 1840015700
Sylhet, Sylhet, Bangladesh | Sylhet | Sylhet | 24.9 | 91.8667 | Bangladesh | BD | BGD | Sylhet | admin | 479837 | 1050646703
Sylvan Lake, Alberta, Canada | Sylvan Lake | Sylvan Lake | 52.3083 | -114.0964 | Canada | CA | CAN | Alberta |  | 14816 | 1124397940
Sylvania, Ohio, United States | Sylvania | Sylvania | 41.71 | -83.7091 | United States | US | USA | Ohio |  | 19311 | 1840009255
Sylvester, Georgia, United States | Sylvester | Sylvester | 31.53 | -83.8338 | United States | US | USA | Georgia |  | 6240 | 1840015855
Synel’nykove, Dnipropetrovs’ka Oblast’, Ukraine | Synel’nykove | Synel'nykove | 48.3178 | 35.5119 | Ukraine | UA | UKR | Dnipropetrovs’ka Oblast’ | minor | 30724 | 1804535574
Syosset, New York, United States | Syosset | Syosset | 40.8156 | -73.502 | United States | US | USA | New York |  | 19559 | 1840005278
Syracuse, New York, United States | Syracuse | Syracuse | 43.0409 | -76.1438 | United States | US | USA | New York |  | 404223 | 1840000378
Syracuse, Utah, United States | Syracuse | Syracuse | 41.086 | -112.0698 | United States | US | USA | Utah |  | 31458 | 1840021352
Syracuse, Indiana, United States | Syracuse | Syracuse | 41.4226 | -85.7492 | United States | US | USA | Indiana |  | 7085 | 1840010280
Sysert, Sverdlovskaya Oblast’, Russia | Sysert | Sysert | 56.5 | 60.8167 | Russia | RU | RUS | Sverdlovskaya Oblast’ |  | 21029 | 1643162244
Syston, Leicestershire, United Kingdom | Syston | Syston | 52.7 | -1.08 | United Kingdom | GB | GBR | Leicestershire |  | 12804 | 1826679514
Syzran, Samarskaya Oblast’, Russia | Syzran | Syzran | 53.1667 | 48.4667 | Russia | RU | RUS | Samarskaya Oblast’ |  | 173260 | 1643711617
Szabadszállás, Bács-Kiskun, Hungary | Szabadszállás | Szabadszallas | 46.8761 | 19.2217 | Hungary | HU | HUN | Bács-Kiskun |  | 6121 | 1348755195
Szarvas, Békés, Hungary | Szarvas | Szarvas | 46.85 | 20.6 | Hungary | HU | HUN | Békés | minor | 15565 | 1348371438
Százhalombatta, Pest, Hungary | Százhalombatta | Szazhalombatta | 47.3167 | 18.9114 | Hungary | HU | HUN | Pest |  | 18241 | 1348329361
Szczecin, Zachodniopomorskie, Poland | Szczecin | Szczecin | 53.4247 | 14.5553 | Poland | PL | POL | Zachodniopomorskie | admin | 403833 | 1616256546
Szczytno, Warmińsko-Mazurskie, Poland | Szczytno | Szczytno | 53.5628 | 20.9853 | Poland | PL | POL | Warmińsko-Mazurskie | minor | 23500 | 1616017427
Szécsény, Nógrád, Hungary | Szécsény | Szecseny | 48.0808 | 19.5194 | Hungary | HU | HUN | Nógrád | minor | 5695 | 1348174146
Szeged, Csongrád, Hungary | Szeged | Szeged | 46.25 | 20.1667 | Hungary | HU | HUN | Csongrád | admin | 160766 | 1348655615
Szeghalom, Békés, Hungary | Szeghalom | Szeghalom | 47.0239 | 21.1678 | Hungary | HU | HUN | Békés | minor | 8680 | 1348071592
Székesfehérvár, Fejér, Hungary | Székesfehérvár | Szekesfehervar | 47.2 | 18.4167 | Hungary | HU | HUN | Fejér | admin | 96940 | 1348968301
Szekszárd, Tolna, Hungary | Szekszárd | Szekszard | 46.3558 | 18.7039 | Hungary | HU | HUN | Tolna | admin | 31795 | 1348026284
Szentes, Csongrád, Hungary | Szentes | Szentes | 46.6519 | 20.2572 | Hungary | HU | HUN | Csongrád | minor | 27080 | 1348319560
Szentgotthárd, Vas, Hungary | Szentgotthárd | Szentgotthard | 46.9525 | 16.2736 | Hungary | HU | HUN | Vas | minor | 8864 | 1348047105
Szentlőrinc, Baranya, Hungary | Szentlőrinc | Szentlorinc | 46.0422 | 17.9856 | Hungary | HU | HUN | Baranya | minor | 6184 | 1348005315
Szerencs, Borsod-Abaúj-Zemplén, Hungary | Szerencs | Szerencs | 48.1622 | 21.205 | Hungary | HU | HUN | Borsod-Abaúj-Zemplén | minor | 8676 | 1348564586
Szigethalom, Pest, Hungary | Szigethalom | Szigethalom | 47.3228 | 19.0128 | Hungary | HU | HUN | Pest |  | 17596 | 1348568337
Szigetszentmiklós, Pest, Hungary | Szigetszentmiklós | Szigetszentmiklos | 47.3453 | 19.0483 | Hungary | HU | HUN | Pest | minor | 38591 | 1348768623
Szigetvár, Baranya, Hungary | Szigetvár | Szigetvar | 46.0481 | 17.8125 | Hungary | HU | HUN | Baranya | minor | 10421 | 1348527343
Szikszó, Borsod-Abaúj-Zemplén, Hungary | Szikszó | Szikszo | 48.195 | 20.9461 | Hungary | HU | HUN | Borsod-Abaúj-Zemplén | minor | 5278 | 1348727333
Szolnok, Jász-Nagykun-Szolnok, Hungary | Szolnok | Szolnok | 47.1747 | 20.1764 | Hungary | HU | HUN | Jász-Nagykun-Szolnok | admin | 71285 | 1348287339
Szombathely, Vas, Hungary | Szombathely | Szombathely | 47.2333 | 16.6333 | Hungary | HU | HUN | Vas | admin | 78407 | 1348565183
T’aebaek, Gangwon, Korea, South | T’aebaek | T'aebaek | 37.1731 | 128.9861 | Korea, South | KR | KOR | Gangwon |  | 46715 | 1410565787
T’q’ibuli, Imereti, Georgia | T’q’ibuli | T'q'ibuli | 42.3442 | 42.99 | Georgia | GE | GEO | Imereti | minor | 9770 | 1268479108
Ta Khmau, Kandal, Cambodia | Ta Khmau | Ta Khmau | 11.4833 | 104.95 | Cambodia | KH | KHM | Kandal | admin |  | 1116571704
Ta‘izz, Ta‘izz, Yemen | Ta‘izz | Ta`izz | 13.5789 | 44.0219 | Yemen | YE | YEM | Ta‘izz | admin | 596672 | 1887324526
Ta’ Xbiex, Ta’ Xbiex, Malta | Ta’ Xbiex | Ta' Xbiex | 35.8992 | 14.4944 | Malta | MT | MLT | Ta’ Xbiex | admin |  | 1470129537
Tabaco, Albay, Philippines | Tabaco | Tabaco | 13.35 | 123.7333 | Philippines | PH | PHL | Albay |  | 133868 | 1608252596
Tabapuã, São Paulo, Brazil | Tabapuã | Tabapua | -20.9639 | -49.0319 | Brazil | BR | BRA | São Paulo |  | 12103 | 1076931996
Tabatinga, São Paulo, Brazil | Tabatinga | Tabatinga | -21.7169 | -48.6878 | Brazil | BR | BRA | São Paulo |  | 15881 | 1076705867
Taber, Alberta, Canada | Taber | Taber | 49.7847 | -112.1508 | Canada | CA | CAN | Alberta |  | 8428 | 1124113583
Tabernacle, New Jersey, United States | Tabernacle | Tabernacle | 39.8192 | -74.6551 | United States | US | USA | New Jersey |  | 6868 | 1840081612
Tablada, Buenos Aires, Argentina | Tablada | Tablada | -34.6833 | -58.5333 | Argentina | AR | ARG | Buenos Aires |  | 102542 | 1032988297
Taboão da Serra, São Paulo, Brazil | Taboão da Serra | Taboao da Serra | -23.6019 | -46.7528 | Brazil | BR | BRA | São Paulo |  | 272177 | 1076000585
Tabor, Tabor, Slovenia | Tabor | Tabor | 46.2361 | 15.0183 | Slovenia | SI | SVN | Tabor | admin |  | 1705756002
Tábor, Jihočeský Kraj, Czechia | Tábor | Tabor | 49.4145 | 14.6578 | Czechia | CZ | CZE | Jihočeský Kraj |  | 34277 | 1203712399
Tabor City, North Carolina, United States | Tabor City | Tabor City | 34.1538 | -78.8737 | United States | US | USA | North Carolina |  | 6355 | 1840016665
Tabora, Tabora, Tanzania | Tabora | Tabora | -5.0167 | 32.8 | Tanzania | TZ | TZA | Tabora | admin | 127880 | 1834712235
Tabrīz, Āz̄arbāyjān-e Sharqī, Iran | Tabrīz | Tabriz | 38.0833 | 46.2833 | Iran | IR | IRN | Āz̄arbāyjān-e Sharqī | admin | 1558693 | 1364141756
Tábua, Coimbra, Portugal | Tábua | Tabua | 40.3667 | -8.0333 | Portugal | PT | PRT | Coimbra | minor | 12071 | 1620014800
Tabuaço, Viseu, Portugal | Tabuaço | Tabuaco | 41.1167 | -7.5667 | Portugal | PT | PRT | Viseu | minor | 6350 | 1620778227
Tabuk, Kalinga, Philippines | Tabuk | Tabuk | 17.45 | 121.4583 | Philippines | PH | PHL | Kalinga |  | 110642 | 1608831439
Tabuk, Kalinga, Philippines | Tabuk | Tabuk | 17.4084 | 121.2785 | Philippines | PH | PHL | Kalinga | admin |  | 1608980358
Tabūk, Tabūk, Saudi Arabia | Tabūk | Tabuk | 28.3972 | 36.5789 | Saudi Arabia | SA | SAU | Tabūk | admin | 512629 | 1682590992
Tabuse, Yamaguchi, Japan | Tabuse | Tabuse | 33.9547 | 132.0414 | Japan | JP | JPN | Yamaguchi |  | 14753 | 1392416444
Taché, Manitoba, Canada | Taché | Tache | 49.7081 | -96.6736 | Canada | CA | CAN | Manitoba |  | 11568 | 1124000169
Tacheng, Xinjiang, China | Tacheng | Tacheng | 46.7468 | 82.979 | China | CN | CHN | Xinjiang | minor | 161037 | 1156191514
Tachiarai, Fukuoka, Japan | Tachiarai | Tachiarai | 33.3725 | 130.6225 | Japan | JP | JPN | Fukuoka |  | 15274 | 1392006046
Tachikawa, Tōkyō, Japan | Tachikawa | Tachikawa | 35.6939 | 139.4194 | Japan | JP | JPN | Tōkyō |  | 180880 | 1392042507
Tachov, Plzeňský Kraj, Czechia | Tachov | Tachov | 49.7954 | 12.6337 | Czechia | CZ | CZE | Plzeňský Kraj |  | 13038 | 1203227002
Taciba, São Paulo, Brazil | Taciba | Taciba | -22.39 | -51.285 | Brazil | BR | BRA | São Paulo |  | 6110 | 1076588060
Tacloban, Tacloban, Philippines | Tacloban | Tacloban | 11.2444 | 125.0039 | Philippines | PH | PHL | Tacloban | admin | 242089 | 1608710592
Tacna, Tacna, Peru | Tacna | Tacna | -18.0556 | -70.2483 | Peru | PE | PER | Tacna | admin | 286240 | 1604388134
Tacoma, Washington, United States | Tacoma | Tacoma | 47.2431 | -122.4531 | United States | US | USA | Washington |  | 217827 | 1840021129
Tacotalpa, Tabasco, Mexico | Tacotalpa | Tacotalpa | 17.5931 | -92.8258 | Mexico | MX | MEX | Tabasco | minor | 8071 | 1484934308
Tacuarembó, Tacuarembó, Uruguay | Tacuarembó | Tacuarembo | -31.71 | -55.98 | Uruguay | UY | URY | Tacuarembó | admin | 54277 | 1858952595
Tacurong, Sultan Kudarat, Philippines | Tacurong | Tacurong | 6.6833 | 124.6667 | Philippines | PH | PHL | Sultan Kudarat |  | 98316 | 1608479806
Tadaoka-higashi, Ōsaka, Japan | Tadaoka-higashi | Tadaoka-higashi | 34.4869 | 135.4011 | Japan | JP | JPN | Ōsaka |  | 16840 | 1392366184
Tadcaster, North Yorkshire, United Kingdom | Tadcaster | Tadcaster | 53.8852 | -1.262 | United Kingdom | GB | GBR | North Yorkshire |  | 6003 | 1826540974
Tādepalle, Andhra Pradesh, India | Tādepalle | Tadepalle | 16.4667 | 80.6 | India | IN | IND | Andhra Pradesh |  | 64149 | 1356511543
Tādepallegūdem, Andhra Pradesh, India | Tādepallegūdem | Tadepallegudem | 16.8333 | 81.5 | India | IN | IND | Andhra Pradesh |  | 104032 | 1356576541
Tadjourah, Tadjourah, Djibouti | Tadjourah | Tadjourah | 11.7833 | 42.8833 | Djibouti | DJ | DJI | Tadjourah | admin | 14820 | 1262504958
Tadley, Hampshire, United Kingdom | Tadley | Tadley | 51.3506 | -1.1376 | United Kingdom | GB | GBR | Hampshire |  | 11473 | 1826538843
Tadmur, Ḩimş, Syria | Tadmur | Tadmur | 34.56 | 38.2672 | Syria | SY | SYR | Ḩimş | minor | 51323 | 1760484707
Tādpatri, Andhra Pradesh, India | Tādpatri | Tadpatri | 14.92 | 78.02 | India | IN | IND | Andhra Pradesh |  | 108171 | 1356318314
Tadworth, Surrey, United Kingdom | Tadworth | Tadworth | 51.294 | -0.242 | United Kingdom | GB | GBR | Surrey |  | 9522 | 1826571557
Tae-dong, P’yŏngbuk, Korea, North | Tae-dong | Tae-dong | 40.6171 | 125.4501 | Korea, North | KP | PRK | P’yŏngbuk |  | 1884 | 1408763732
Tafalla, Navarre, Spain | Tafalla | Tafalla | 42.5289 | -1.6736 | Spain | ES | ESP | Navarre |  | 10595 | 1724582472
Taft, Yazd, Iran | Taft | Taft | 31.7475 | 54.2042 | Iran | IR | IRN | Yazd | minor | 18464 | 1364828948
Taft, California, United States | Taft | Taft | 35.1267 | -119.4242 | United States | US | USA | California |  | 14898 | 1840021736
Taftanāz, Idlib, Syria | Taftanāz | Taftanaz | 35.9981 | 36.7847 | Syria | SY | SYR | Idlib | minor | 8540 | 1760676375
Taga, Shiga, Japan | Taga | Taga | 35.2219 | 136.2922 | Japan | JP | JPN | Shiga |  | 7291 | 1392221443
Taganrog, Rostovskaya Oblast’, Russia | Taganrog | Taganrog | 47.2333 | 38.9 | Russia | RU | RUS | Rostovskaya Oblast’ |  | 250287 | 1643228316
Tagaytay, Cavite, Philippines | Tagaytay | Tagaytay | 14.1 | 120.9333 | Philippines | PH | PHL | Cavite |  | 71181 | 1608593949
Tagbilaran City, Bohol, Philippines | Tagbilaran City | Tagbilaran City | 9.65 | 123.85 | Philippines | PH | PHL | Bohol | minor | 105051 | 1608573250
Tagta, Daşoguz, Turkmenistan | Tagta | Tagta | 41.65 | 59.9 | Turkmenistan | TM | TKM | Daşoguz |  | 11501 | 1795090277
Taguaí, São Paulo, Brazil | Taguaí | Taguai | -23.4519 | -49.4089 | Brazil | BR | BRA | São Paulo |  | 12586 | 1076580589
Taguig City, Taguig, Philippines | Taguig City | Taguig City | 14.5167 | 121.05 | Philippines | PH | PHL | Taguig | admin | 804915 | 1608766695
Tagum, Davao del Norte, Philippines | Tagum | Tagum | 7.4478 | 125.8078 | Philippines | PH | PHL | Davao del Norte | admin | 259444 | 1608755366
Tahara, Aichi, Japan | Tahara | Tahara | 34.6414 | 137.1831 | Japan | JP | JPN | Aichi |  | 60378 | 1392243074
Tahlequah, Oklahoma, United States | Tahlequah | Tahlequah | 35.9116 | -94.9773 | United States | US | USA | Oklahoma |  | 19773 | 1840021700
Tahmoor, New South Wales, Australia | Tahmoor | Tahmoor | -34.2233 | 150.5928 | Australia | AU | AUS | New South Wales |  | 5067 | 1036345521
Tahoua, Tahoua, Niger | Tahoua | Tahoua | 14.9 | 5.2599 | Niger | NE | NER | Tahoua | admin | 115956 | 1562214493
Tai’an, Shandong, China | Tai’an | Tai'an | 36.2001 | 117.0809 | China | CN | CHN | Shandong |  | 5499000 | 1156095188
Taiaçu, São Paulo, Brazil | Taiaçu | Taiacu | -21.1439 | -48.5128 | Brazil | BR | BRA | São Paulo |  | 6205 | 1076819994
Taibao, Chiayi, Taiwan | Taibao | Taibao | 23.45 | 120.3333 | Taiwan | TW | TWN | Chiayi | admin | 35000 | 1158657404
Taichung, Taichung, Taiwan | Taichung | Taichung | 24.15 | 120.6667 | Taiwan | TW | TWN | Taichung | admin | 2803894 | 1158689622
Taihe, Sichuan, China | Taihe | Taihe | 30.8706 | 105.3784 | China | CN | CHN | Sichuan | minor | 924531 | 1156281983
Taihecun, Heilongjiang, China | Taihecun | Taihecun | 45.768 | 131.0063 | China | CN | CHN | Heilongjiang |  | 930000 | 1156875484
Taiki, Hokkaidō, Japan | Taiki | Taiki | 42.4975 | 143.2789 | Japan | JP | JPN | Hokkaidō |  | 5527 | 1392800901
Tailai, Heilongjiang, China | Tailai | Tailai | 46.3904 | 123.41 | China | CN | CHN | Heilongjiang | minor | 75992 | 1156294977
Tainai, Niigata, Japan | Tainai | Tainai | 38.0667 | 139.4167 | Japan | JP | JPN | Niigata |  | 28610 | 1392439704
Tainan, Tainan, Taiwan | Tainan | Tainan | 22.9833 | 120.1833 | Taiwan | TW | TWN | Tainan | admin | 1883831 | 1158061376
Taipei, Taipei, Taiwan | Taipei | Taipei | 25.0478 | 121.5319 | Taiwan | TW | TWN | Taipei | primary | 2684567 | 1158881289
Taiping, Sichuan, China | Taiping | Taiping | 32.0691 | 108.0351 | China | CN | CHN | Sichuan |  | 407594 | 1156077074
Taiping, Perak, Malaysia | Taiping | Taiping | 4.85 | 100.7333 | Malaysia | MY | MYS | Perak |  | 237095 | 1458446120
Taishan, Guangdong, China | Taishan | Taishan | 22.2486 | 112.785 | China | CN | CHN | Guangdong |  | 941095 | 1156105450
Taishi, Ōsaka, Japan | Taishi | Taishi | 34.5186 | 135.6481 | Japan | JP | JPN | Ōsaka |  | 13213 | 1392283998
Taitung, Taitung, Taiwan | Taitung | Taitung | 22.7583 | 121.1444 | Taiwan | TW | TWN | Taitung | admin | 108905 | 1158804050
Taiuva, São Paulo, Brazil | Taiuva | Taiuva | -21.1239 | -48.4519 | Brazil | BR | BRA | São Paulo |  | 5605 | 1076764363
Taixing, Jiangsu, China | Taixing | Taixing | 32.1724 | 120.0142 | China | CN | CHN | Jiangsu | minor | 1073921 | 1156331200
Taiynsha, Soltüstik Qazaqstan, Kazakhstan | Taiynsha | Taiynsha | 53.8478 | 69.7639 | Kazakhstan | KZ | KAZ | Soltüstik Qazaqstan |  | 12418 | 1398304928
Taiyuan, Shanxi, China | Taiyuan | Taiyuan | 37.8733 | 112.5425 | China | CN | CHN | Shanxi | admin | 3398000 | 1156632014
Taizhou, Zhejiang, China | Taizhou | Taizhou | 28.6583 | 121.4221 | China | CN | CHN | Zhejiang | minor | 5968838 | 1156322307
Taizhou, Jiangsu, China | Taizhou | Taizhou | 32.4831 | 119.9 | China | CN | CHN | Jiangsu | minor | 5031000 | 1156119229
Tajarhī, Murzuq, Libya | Tajarhī | Tajarhi | 24.3704 | 14.4708 | Libya | LY | LBY | Murzuq |  | 1500 | 1434443909
Tajimi, Gifu, Japan | Tajimi | Tajimi | 35.3328 | 137.1322 | Japan | JP | JPN | Gifu |  | 107535 | 1392899702
Tājūrā’, Ţarābulus, Libya | Tājūrā’ | Tajura' | 32.8819 | 13.34 | Libya | LY | LBY | Ţarābulus |  | 48836 | 1434120461
Tak, Tak, Thailand | Tak | Tak | 16.8711 | 99.125 | Thailand | TH | THA | Tak | admin | 17565 | 1764055292
Tak Bai, Narathiwat, Thailand | Tak Bai | Tak Bai | 6.2592 | 102.053 | Thailand | TH | THA | Narathiwat | minor | 18943 | 1764842940
Takāb, Āz̄arbāyjān-e Gharbī, Iran | Takāb | Takab | 36.4008 | 47.1131 | Iran | IR | IRN | Āz̄arbāyjān-e Gharbī | minor | 43702 | 1364000025
Takae, Hokkaidō, Japan | Takae | Takae | 42.3625 | 142.3186 | Japan | JP | JPN | Hokkaidō |  | 5513 | 1392571325
Takagi, Fukui, Japan | Takagi | Takagi | 36.1669 | 136.2317 | Japan | JP | JPN | Fukui |  | 88795 | 1392167205
Takahagi, Ibaraki, Japan | Takahagi | Takahagi | 36.7136 | 140.7097 | Japan | JP | JPN | Ibaraki |  | 27863 | 1392592116
Takahama, Aichi, Japan | Takahama | Takahama | 34.9276 | 136.9877 | Japan | JP | JPN | Aichi |  | 48561 | 1392860759
Takahama, Fukui, Japan | Takahama | Takahama | 35.4903 | 135.5511 | Japan | JP | JPN | Fukui |  | 10282 | 1392343755
Takaharu, Miyazaki, Japan | Takaharu | Takaharu | 31.9283 | 131.0078 | Japan | JP | JPN | Miyazaki |  | 8709 | 1392262891
Takahata, Yamagata, Japan | Takahata | Takahata | 38.0025 | 140.1911 | Japan | JP | JPN | Yamagata |  | 22709 | 1392054677
Takamatsu, Kagawa, Japan | Takamatsu | Takamatsu | 34.35 | 134.05 | Japan | JP | JPN | Kagawa | admin | 418772 | 1392427161
Takamori, Kumamoto, Japan | Takamori | Takamori | 32.8272 | 131.1219 | Japan | JP | JPN | Kumamoto |  | 5895 | 1392733744
Takanabe, Miyazaki, Japan | Takanabe | Takanabe | 32.1283 | 131.5033 | Japan | JP | JPN | Miyazaki |  | 20185 | 1392293829
Takaoka, Hokkaidō, Japan | Takaoka | Takaoka | 42.6504 | 141.55 | Japan | JP | JPN | Hokkaidō |  | 174806 | 1392760442
Takaoka, Toyama, Japan | Takaoka | Takaoka | 36.75 | 137.0333 | Japan | JP | JPN | Toyama |  | 167800 | 1392754231
Takasagochō-takasemachi, Hyōgo, Japan | Takasagochō-takasemachi | Takasagocho-takasemachi | 34.7658 | 134.7906 | Japan | JP | JPN | Hyōgo |  | 88223 | 1392922621
Takashima, Shiga, Japan | Takashima | Takashima | 35.3528 | 136.0356 | Japan | JP | JPN | Shiga |  | 47124 | 1392048667
Takehara, Hiroshima, Japan | Takehara | Takehara | 34.3417 | 132.9069 | Japan | JP | JPN | Hiroshima |  | 24496 | 1392241539
Takeo, Takeo, Cambodia | Takeo | Takeo | 10.9833 | 104.7833 | Cambodia | KH | KHM | Takeo | admin | 52000 | 1116674518
Takeochō-takeo, Saga, Japan | Takeochō-takeo | Takeocho-takeo | 33.1939 | 130.0192 | Japan | JP | JPN | Saga |  | 48011 | 1392009926
Tākestān, Qazvīn, Iran | Tākestān | Takestan | 36.0694 | 49.6958 | Iran | IR | IRN | Qazvīn | minor | 73625 | 1364488107
Taketoyo, Aichi, Japan | Taketoyo | Taketoyo | 34.8514 | 136.915 | Japan | JP | JPN | Aichi |  | 43113 | 1392393815
Takhli, Nakhon Sawan, Thailand | Takhli | Takhli | 15.2667 | 100.35 | Thailand | TH | THA | Nakhon Sawan | minor | 24563 | 1764978785
Takikawa, Hokkaidō, Japan | Takikawa | Takikawa | 43.5578 | 141.9106 | Japan | JP | JPN | Hokkaidō |  | 39960 | 1392063126
Takko, Aomori, Japan | Takko | Takko | 40.34 | 141.1519 | Japan | JP | JPN | Aomori |  | 5008 | 1392382825
Tako, Chiba, Japan | Tako | Tako | 35.7356 | 140.4678 | Japan | JP | JPN | Chiba |  | 14021 | 1392986792
Takoma Park, Maryland, United States | Takoma Park | Takoma Park | 38.981 | -77.0028 | United States | US | USA | Maryland |  | 17725 | 1840005850
Taksimo, Buryatiya, Russia | Taksimo | Taksimo | 56.3315 | 114.89 | Russia | RU | RUS | Buryatiya |  | 10359 | 1643663655
Takua Pa, Phangnga, Thailand | Takua Pa | Takua Pa | 8.8658 | 98.3413 | Thailand | TH | THA | Phangnga | minor | 8815 | 1764000562
Tal’ne, Cherkas’ka Oblast’, Ukraine | Tal’ne | Tal'ne | 48.8863 | 30.7027 | Ukraine | UA | UKR | Cherkas’ka Oblast’ | minor | 13558 | 1804616798
Tala, Canelones, Uruguay | Tala | Tala | -34.3436 | -55.7617 | Uruguay | UY | URY | Canelones |  | 5089 | 1858233151
Talachyn, Vitsyebskaya Voblasts’, Belarus | Talachyn | Talachyn | 54.4167 | 29.7 | Belarus | BY | BLR | Vitsyebskaya Voblasts’ | minor | 9900 | 1112016670
Talanga, Francisco Morazán, Honduras | Talanga | Talanga | 14.4 | -87.0833 | Honduras | HN | HND | Francisco Morazán |  | 13533 | 1340622146
Talara, Piura, Peru | Talara | Talara | -4.5833 | -81.2667 | Peru | PE | PER | Piura |  | 103200 | 1604790735
Talas, Kayseri, Turkey | Talas | Talas | 38.6833 | 35.5667 | Turkey | TR | TUR | Kayseri | minor | 157695 | 1792443013
Talas, Talas, Kyrgyzstan | Talas | Talas | 42.5184 | 72.2429 | Kyrgyzstan | KG | KGZ | Talas | admin | 35172 | 1417698287
Talayuela, Extremadura, Spain | Talayuela | Talayuela | 39.986 | -5.6096 | Spain | ES | ESP | Extremadura |  | 7371 | 1724921640
Talca, Maule, Chile | Talca | Talca | -35.455 | -71.67 | Chile | CL | CHL | Maule | admin | 197479 | 1152736946
Talcahuano, Biobío, Chile | Talcahuano | Talcahuano | -36.7145 | -73.1141 | Chile | CL | CHL | Biobío |  | 147831 | 1152023044
Taldom, Moskovskaya Oblast’, Russia | Taldom | Taldom | 56.7333 | 37.5333 | Russia | RU | RUS | Moskovskaya Oblast’ |  | 12777 | 1643222038
Taldyqorghan, Almaty, Kazakhstan | Taldyqorghan | Taldyqorghan | 45.0167 | 78.3667 | Kazakhstan | KZ | KAZ | Almaty | admin | 129960 | 1398112507
Talence, Nouvelle-Aquitaine, France | Talence | Talence | 44.8 | -0.584 | France | FR | FRA | Nouvelle-Aquitaine |  | 42606 | 1250490677
Talent, Oregon, United States | Talent | Talent | 42.2404 | -122.7807 | United States | US | USA | Oregon |  | 6608 | 1840021300
Talghar, Almaty, Kazakhstan | Talghar | Talghar | 43.3 | 77.2333 | Kazakhstan | KZ | KAZ | Almaty |  | 47301 | 1398444969
Talisay, Cebu, Philippines | Talisay | Talisay | 10.25 | 123.8333 | Philippines | PH | PHL | Cebu |  | 227645 | 1608040297
Talisay, Negros Occidental, Philippines | Talisay | Talisay | 10.7333 | 122.9667 | Philippines | PH | PHL | Negros Occidental |  | 102214 | 1608509888
Talitsa, Sverdlovskaya Oblast’, Russia | Talitsa | Talitsa | 57.0125 | 63.7292 | Russia | RU | RUS | Sverdlovskaya Oblast’ |  | 15941 | 1643272531
Ţālkhvoncheh, Eşfahān, Iran | Ţālkhvoncheh | Talkhvoncheh | 32.2628 | 51.5622 | Iran | IR | IRN | Eşfahān |  | 9307 | 1364903302
Tall ‘Afar, Nīnawá, Iraq | Tall ‘Afar | Tall `Afar | 36.3792 | 42.4497 | Iraq | IQ | IRQ | Nīnawá | minor | 80000 | 1368564375
Tall Abyaḑ, Ar Raqqah, Syria | Tall Abyaḑ | Tall Abyad | 36.6975 | 38.9567 | Syria | SY | SYR | Ar Raqqah | minor | 14825 | 1760694879
Talladega, Alabama, United States | Talladega | Talladega | 33.4329 | -86.0976 | United States | US | USA | Alabama |  | 13304 | 1840008244
Tallaght, South Dublin, Ireland | Tallaght | Tallaght | 53.2878 | -6.3411 | Ireland | IE | IRL | South Dublin | admin |  | 1372547040
Tallahassee, Florida, United States | Tallahassee | Tallahassee | 30.4551 | -84.2526 | United States | US | USA | Florida | admin | 257601 | 1840015913
Tallinn, Harjumaa, Estonia | Tallinn | Tallinn | 59.4372 | 24.745 | Estonia | EE | EST | Harjumaa | primary | 434562 | 1233260021
Tallkalakh, Ḩimş, Syria | Tallkalakh | Tallkalakh | 34.6683 | 36.2597 | Syria | SY | SYR | Ḩimş | minor | 35445 | 1760254463
Tallmadge, Ohio, United States | Tallmadge | Tallmadge | 41.1023 | -81.4216 | United States | US | USA | Ohio |  | 17519 | 1840000804
Tallulah, Louisiana, United States | Tallulah | Tallulah | 32.4067 | -91.1915 | United States | US | USA | Louisiana |  | 8346 | 1840015808
Tălmaciu, Sibiu, Romania | Tălmaciu | Talmaciu | 45.6667 | 24.2611 | Romania | RO | ROU | Sibiu |  | 6905 | 1642705565
Talsi, Talsu Novads, Latvia | Talsi | Talsi | 57.2447 | 22.5889 | Latvia | LV | LVA | Talsu Novads | admin | 9264 | 1428411666
Taltal, Antofagasta, Chile | Taltal | Taltal | -25.4 | -70.47 | Chile | CL | CHL | Antofagasta |  | 10018 | 1152265576
Tāluqān, Takhār, Afghanistan | Tāluqān | Taluqan | 36.7167 | 69.5167 | Afghanistan | AF | AFG | Takhār | admin | 77000 | 1004687194
Tam Kỳ, Quảng Nam, Vietnam | Tam Kỳ | Tam Ky | 15.5667 | 108.4833 | Vietnam | VN | VNM | Quảng Nam | admin |  | 1704410655
Tama, Tōkyō, Japan | Tama | Tama | 35.6333 | 139.45 | Japan | JP | JPN | Tōkyō |  | 147832 | 1392092333
Tama, Okayama, Japan | Tama | Tama | 34.4919 | 133.9458 | Japan | JP | JPN | Okayama |  | 57631 | 1392920586
Tamagawa, Fukuoka, Japan | Tamagawa | Tamagawa | 33.6317 | 130.7997 | Japan | JP | JPN | Fukuoka |  | 46611 | 1392705807
Tamagawa, Saitama, Japan | Tamagawa | Tamagawa | 36.0661 | 139.3608 | Japan | JP | JPN | Saitama |  | 19515 | 1392224035
Tamale, Northern, Ghana | Tamale | Tamale | 9.4075 | -0.8533 | Ghana | GH | GHA | Northern | admin | 466723 | 1288890688
Tamalpais-Homestead Valley, California, United States | Tamalpais-Homestead Valley | Tamalpais-Homestead Valley | 37.8793 | -122.5382 | United States | US | USA | California |  | 11261 | 1840074828
Tamana, Kumamoto, Japan | Tamana | Tamana | 32.9281 | 130.5597 | Japan | JP | JPN | Kumamoto |  | 64966 | 1392407764
Tamanrasset, Tamanrasset, Algeria | Tamanrasset | Tamanrasset | 22.785 | 5.5228 | Algeria | DZ | DZA | Tamanrasset | admin | 76000 | 1012765474
Tamanredjo, Commewijne, Suriname | Tamanredjo | Tamanredjo | 5.7667 | -55 | Suriname | SR | SUR | Commewijne |  | 6601 | 1740708668
Tamaqua, Pennsylvania, United States | Tamaqua | Tamaqua | 40.8033 | -75.9344 | United States | US | USA | Pennsylvania |  | 14252 | 1840002780
Tamarac, Florida, United States | Tamarac | Tamarac | 26.2056 | -80.2542 | United States | US | USA | Florida |  | 66721 | 1840016001
Tamási, Tolna, Hungary | Tamási | Tamasi | 46.6167 | 18.3 | Hungary | HU | HUN | Tolna | minor | 7986 | 1348722062
Tamazunchale, San Luis Potosí, Mexico | Tamazunchale | Tamazunchale | 21.2667 | -98.7833 | Mexico | MX | MEX | San Luis Potosí | minor | 72685 | 1484802864
Tambacounda, Tambacounda, Senegal | Tambacounda | Tambacounda | 13.7689 | -13.6672 | Senegal | SN | SEN | Tambacounda | admin | 78800 | 1686195160
Tambaú, São Paulo, Brazil | Tambaú | Tambau | -21.705 | -47.2739 | Brazil | BR | BRA | São Paulo |  | 23214 | 1076693852
Tambov, Tambovskaya Oblast’, Russia | Tambov | Tambov | 52.7167 | 41.4333 | Russia | RU | RUS | Tambovskaya Oblast’ | admin | 290365 | 1643802687
Tamchen, Yucatán, Mexico | Tamchen | Tamchen | 20.8753 | -89.9319 | Mexico | MX | MEX | Yucatán |  | 6307 | 1484385687
Tame, Arauca, Colombia | Tame | Tame | 6.4603 | -71.74 | Colombia | CO | COL | Arauca | minor | 29099 | 1170459811
Tamiami, Florida, United States | Tamiami | Tamiami | 25.7556 | -80.4016 | United States | US | USA | Florida |  | 57514 | 1840029085
Tampa, Florida, United States | Tampa | Tampa | 27.9942 | -82.4451 | United States | US | USA | Florida |  | 2908063 | 1840015982
Tampere, Pirkanmaa, Finland | Tampere | Tampere | 61.4981 | 23.7608 | Finland | FI | FIN | Pirkanmaa | admin | 225118 | 1246964318
Tampico, Tamaulipas, Mexico | Tampico | Tampico | 22.2553 | -97.8686 | Mexico | MX | MEX | Tamaulipas | minor | 314418 | 1484060031
Tamra, Northern, Israel | Tamra | Tamra | 32.8511 | 35.2071 | Israel | IL | ISR | Northern |  | 34000 | 1376012882
Tamuín, San Luis Potosí, Mexico | Tamuín | Tamuin | 22 | -98.7833 | Mexico | MX | MEX | San Luis Potosí | minor | 35446 | 1484269723
Tamuramachi-moriyama, Fukushima, Japan | Tamuramachi-moriyama | Tamuramachi-moriyama | 37.41 | 140.38 | Japan | JP | JPN | Fukushima |  | 340560 | 1392675180
Tamworth, New South Wales, Australia | Tamworth | Tamworth | -31.0833 | 150.9167 | Australia | AU | AUS | New South Wales |  | 42872 | 1036233388
Tân An, Long An, Vietnam | Tân An | Tan An | 10.5322 | 106.4042 | Vietnam | VN | VNM | Long An | admin | 137498 | 1704199290
Tanabe, Wakayama, Japan | Tanabe | Tanabe | 33.7333 | 135.3833 | Japan | JP | JPN | Wakayama |  | 70410 | 1392214761
Tanabi, São Paulo, Brazil | Tanabi | Tanabi | -20.6258 | -49.6489 | Brazil | BR | BRA | São Paulo |  | 25467 | 1076368132
Tanagura, Fukushima, Japan | Tanagura | Tanagura | 37.0297 | 140.3797 | Japan | JP | JPN | Fukushima |  | 13551 | 1392922842
Tanaina, Alaska, United States | Tanaina | Tanaina | 61.656 | -149.4272 | United States | US | USA | Alaska |  | 10520 | 1840023662
Tanauan, Batangas, Philippines | Tanauan | Tanauan | 14.0833 | 121.15 | Philippines | PH | PHL | Batangas |  | 173366 | 1608053818
Tanbei, Henan, China | Tanbei | Tanbei | 35.0907 | 112.9317 | China | CN | CHN | Henan | minor | 447701 | 1156690688
Tanch’ŏn, Hamnam, Korea, North | Tanch’ŏn | Tanch'on | 40.458 | 128.911 | Korea, North | KP | PRK | Hamnam |  | 345876 | 1408940912
Tandag, Surigao del Sur, Philippines | Tandag | Tandag | 9.0667 | 126.1833 | Philippines | PH | PHL | Surigao del Sur | admin | 56364 | 1608155856
Ţăndărei, Ialomiţa, Romania | Ţăndărei | Tandarei | 44.6403 | 27.6586 | Romania | RO | ROU | Ialomiţa |  | 13219 | 1642705239
Tandil, Buenos Aires, Argentina | Tandil | Tandil | -37.3167 | -59.1333 | Argentina | AR | ARG | Buenos Aires | minor | 116917 | 1032075057
Tando Allahyar, Sindh, Pakistan | Tando Allahyar | Tando Allahyar | 25.4667 | 68.7167 | Pakistan | PK | PAK | Sindh | minor | 133487 | 1586001015
Taneytown, Maryland, United States | Taneytown | Taneytown | 39.657 | -77.1683 | United States | US | USA | Maryland |  | 6685 | 1840005700
Tanfield, Durham, United Kingdom | Tanfield | Tanfield | 54.897 | -1.703 | United Kingdom | GB | GBR | Durham |  | 8270 | 1826347778
Tanga, Tanga, Tanzania | Tanga | Tanga | -5.0667 | 39.1 | Tanzania | TZ | TZA | Tanga | admin | 243580 | 1834004568
Tāngāil, Dhaka, Bangladesh | Tāngāil | Tangail | 24.25 | 89.92 | Bangladesh | BD | BGD | Dhaka |  | 180144 | 1050628940
Tangdong, Hunan, China | Tangdong | Tangdong | 25.9755 | 113.2302 | China | CN | CHN | Hunan | minor | 337495 | 1156682620
Tangdukou, Hunan, China | Tangdukou | Tangdukou | 27 | 111.2001 | China | CN | CHN | Hunan | minor | 45617 | 1156473609
Tangerang, Jawa Barat, Indonesia | Tangerang | Tangerang | -6.1783 | 106.6319 | Indonesia | ID | IDN | Jawa Barat |  | 2237006 | 1360002844
Tangerhütte, Saxony-Anhalt, Germany | Tangerhütte | Tangerhutte | 52.4333 | 11.8 | Germany | DE | DEU | Saxony-Anhalt |  | 10718 | 1276201487
Tangermünde, Saxony-Anhalt, Germany | Tangermünde | Tangermunde | 52.5408 | 11.9689 | Germany | DE | DEU | Saxony-Anhalt |  | 10310 | 1276714669
Tangier, Tanger-Tétouan-Al Hoceïma, Morocco | Tangier | Tangier | 35.7847 | -5.8125 | Morocco | MA | MAR | Tanger-Tétouan-Al Hoceïma | admin | 947952 | 1504861504
Tangjin, Chungnam, Korea, South | Tangjin | Tangjin | 36.8944 | 126.6297 | Korea, South | KR | KOR | Chungnam |  | 163762 | 1410304730
Tanglewilde, Washington, United States | Tanglewilde | Tanglewilde | 47.0512 | -122.781 | United States | US | USA | Washington |  | 6581 | 1840037899
Tangshan, Hebei, China | Tangshan | Tangshan | 39.6292 | 118.1742 | China | CN | CHN | Hebei |  | 7100000 | 1156904299
Tangub, Misamis Occidental, Philippines | Tangub | Tangub | 8.0667 | 123.75 | Philippines | PH | PHL | Misamis Occidental |  | 63011 | 1608158776
Tanjay, Negros Oriental, Philippines | Tanjay | Tanjay | 9.5167 | 123.1583 | Philippines | PH | PHL | Negros Oriental |  | 80532 | 1608955515
Tanjore, Tamil Nādu, India | Tanjore | Tanjore | 10.8 | 79.15 | India | IN | IND | Tamil Nādu |  | 222943 | 1356599194
Tanjung Selor, Kalimantan Utara, Indonesia | Tanjung Selor | Tanjung Selor | 2.8375 | 117.3653 | Indonesia | ID | IDN | Kalimantan Utara | admin |  | 1360029270
Tanjungbalai, Sumatera Utara, Indonesia | Tanjungbalai | Tanjungbalai | 2.9667 | 99.8 | Indonesia | ID | IDN | Sumatera Utara |  | 165763 | 1360992709
Tanjungpandan, Kepulauan Bangka Belitung, Indonesia | Tanjungpandan | Tanjungpandan | -2.75 | 107.65 | Indonesia | ID | IDN | Kepulauan Bangka Belitung | minor | 62374 | 1360732632
Tanjungpinang, Kepulauan Riau, Indonesia | Tanjungpinang | Tanjungpinang | 0.9188 | 104.4554 | Indonesia | ID | IDN | Kepulauan Riau | admin | 203008 | 1360990589
Tank, Khyber Pakhtunkhwa, Pakistan | Tank | Tank | 32.2167 | 70.3833 | Pakistan | PK | PAK | Khyber Pakhtunkhwa | minor | 44996 | 1586200762
Tannum Sands, Queensland, Australia | Tannum Sands | Tannum Sands | -23.9474 | 151.3675 | Australia | AU | AUS | Queensland |  | 5145 | 1036139879
Tanque Verde, Arizona, United States | Tanque Verde | Tanque Verde | 32.2687 | -110.7437 | United States | US | USA | Arizona |  | 15860 | 1840019489
Ţanţā, Al Gharbīyah, Egypt | Ţanţā | Tanta | 30.7833 | 31 | Egypt | EG | EGY | Al Gharbīyah | admin | 429503 | 1818501770
Tan-Tan, Guelmim-Oued Noun, Morocco | Tan-Tan | Tan-Tan | 28.4333 | -11.1 | Morocco | MA | MAR | Guelmim-Oued Noun |  | 73209 | 1504164174
Tantoyuca, Veracruz, Mexico | Tantoyuca | Tantoyuca | 21.35 | -98.2333 | Mexico | MX | MEX | Veracruz | minor | 23893 | 1484205572
Tanuku, Andhra Pradesh, India | Tanuku | Tanuku | 16.75 | 81.7 | India | IN | IND | Andhra Pradesh |  | 77962 | 1356546052
Tanvald, Liberecký Kraj, Czechia | Tanvald | Tanvald | 50.7374 | 15.306 | Czechia | CZ | CZE | Liberecký Kraj |  | 6216 | 1203752278
Taos, New Mexico, United States | Taos | Taos | 36.3871 | -105.5804 | United States | US | USA | New Mexico |  | 14196 | 1840022638
Taoudenni, Tombouctou, Mali | Taoudenni | Taoudenni | 22.6666 | -3.9834 | Mali | ML | MLI | Tombouctou |  | 3019 | 1466976172
Taounate, Fès-Meknès, Morocco | Taounate | Taounate | 34.5358 | -4.64 | Morocco | MA | MAR | Fès-Meknès |  | 37616 | 1504565730
Taourirt, Oriental, Morocco | Taourirt | Taourirt | 34.41 | -2.89 | Morocco | MA | MAR | Oriental |  | 103398 | 1504648957
Taoyuan District, Taoyuan, Taiwan | Taoyuan District | Taoyuan District | 24.9889 | 121.3111 | Taiwan | TW | TWN | Taoyuan | admin | 443273 | 1158127875
Taozhou, Anhui, China | Taozhou | Taozhou | 30.8956 | 119.411 | China | CN | CHN | Anhui | minor | 487243 | 1156438524
Tapa, Lääne-Virumaa, Estonia | Tapa | Tapa | 59.2644 | 25.9628 | Estonia | EE | EST | Lääne-Virumaa | minor | 5706 | 1233432173
Tapachula, Chiapas, Mexico | Tapachula | Tapachula | 14.9 | -92.2667 | Mexico | MX | MEX | Chiapas | minor | 320451 | 1484997178
Tapalpa, Jalisco, Mexico | Tapalpa | Tapalpa | 19.9445 | -103.7585 | Mexico | MX | MEX | Jalisco | minor | 19506 | 1484280338
Taphan Hin, Phichit, Thailand | Taphan Hin | Taphan Hin | 16.2108 | 100.4188 | Thailand | TH | THA | Phichit | minor | 15329 | 1764640959
Tapiales, Buenos Aires, Argentina | Tapiales | Tapiales | -34.7058 | -58.5047 | Argentina | AR | ARG | Buenos Aires |  | 23586 | 1032831289
Tapiraí, São Paulo, Brazil | Tapiraí | Tapirai | -23.9639 | -47.5069 | Brazil | BR | BRA | São Paulo |  | 8047 | 1076172303
Tapiratiba, São Paulo, Brazil | Tapiratiba | Tapiratiba | -21.4678 | -46.7489 | Brazil | BR | BRA | São Paulo |  | 13076 | 1076955040
Tapolca, Veszprém, Hungary | Tapolca | Tapolca | 46.8828 | 17.4411 | Hungary | HU | HUN | Veszprém | minor | 15072 | 1348079279
Tappan, New York, United States | Tappan | Tappan | 41.0269 | -73.952 | United States | US | USA | New York |  | 6996 | 1840004969
Taquaritinga, São Paulo, Brazil | Taquaritinga | Taquaritinga | -21.4058 | -48.505 | Brazil | BR | BRA | São Paulo |  | 56587 | 1076141127
Taquarituba, São Paulo, Brazil | Taquarituba | Taquarituba | -23.5328 | -49.2439 | Brazil | BR | BRA | São Paulo |  | 23163 | 1076078451
Taquarivaí, São Paulo, Brazil | Taquarivaí | Taquarivai | -23.9239 | -48.6928 | Brazil | BR | BRA | São Paulo |  | 5605 | 1076166604
Tara, Omskaya Oblast’, Russia | Tara | Tara | 56.8753 | 74.4136 | Russia | RU | RUS | Omskaya Oblast’ |  | 28099 | 1643015750
Tara, Saga, Japan | Tara | Tara | 33.0194 | 130.1792 | Japan | JP | JPN | Saga |  | 8119 | 1392508192
Tara Hills, California, United States | Tara Hills | Tara Hills | 37.9939 | -122.3188 | United States | US | USA | California |  | 5405 | 1840028315
Tarabaí, São Paulo, Brazil | Tarabaí | Tarabai | -22.3028 | -51.5589 | Brazil | BR | BRA | São Paulo |  | 7168 | 1076230935
Tarabuco, Chuquisaca, Bolivia | Tarabuco | Tarabuco | -19.1825 | -64.915 | Bolivia | BO | BOL | Chuquisaca |  | 2428 | 1068481915
Taraclia, Taraclia, Moldova | Taraclia | Taraclia | 45.9 | 28.6689 | Moldova | MD | MDA | Taraclia | admin | 12355 | 1498129687
Taragi, Kumamoto, Japan | Taragi | Taragi | 32.2642 | 130.9358 | Japan | JP | JPN | Kumamoto |  | 9055 | 1392044742
Tarakan, Kalimantan Utara, Indonesia | Tarakan | Tarakan | 3.3 | 117.6333 | Indonesia | ID | IDN | Kalimantan Utara |  | 201635 | 1360080072
Taranto, Puglia, Italy | Taranto | Taranto | 40.4181 | 17.2408 | Italy | IT | ITA | Puglia | minor | 198283 | 1380707445
Tarapoto, San Martín, Peru | Tarapoto | Tarapoto | -6.4833 | -76.3667 | Peru | PE | PER | San Martín |  | 240453 | 1604622202
Tarashcha, Kyyivs’ka Oblast’, Ukraine | Tarashcha | Tarashcha | 49.55 | 30.5 | Ukraine | UA | UKR | Kyyivs’ka Oblast’ | minor | 10195 | 1804874474
Tarawa, , Kiribati | Tarawa | Tarawa | 1.3382 | 173.0176 | Kiribati | KI | KIR |  | primary | 28802 | 1296152641
Taraz, Zhambyl, Kazakhstan | Taraz | Taraz | 42.8833 | 71.3667 | Kazakhstan | KZ | KAZ | Zhambyl | admin | 406262 | 1398626276
Tarbes, Occitanie, France | Tarbes | Tarbes | 43.23 | 0.07 | France | FR | FRA | Occitanie | minor | 41518 | 1250001722
Tarboro, North Carolina, United States | Tarboro | Tarboro | 35.9046 | -77.5563 | United States | US | USA | North Carolina |  | 12748 | 1840016177
Taree, New South Wales, Australia | Taree | Taree | -31.9 | 152.45 | Australia | AU | AUS | New South Wales |  | 26381 | 1036855717
Targovishte, Targovishte, Bulgaria | Targovishte | Targovishte | 43.2467 | 26.5719 | Bulgaria | BG | BGR | Targovishte | admin | 45535 | 1100987486
Târgovişte, Dâmboviţa, Romania | Târgovişte | Targoviste | 44.9244 | 25.4572 | Romania | RO | ROU | Dâmboviţa | admin | 79610 | 1642534646
Târgu Cărbuneşti, Gorj, Romania | Târgu Cărbuneşti | Targu Carbunesti | 44.9583 | 23.5064 | Romania | RO | ROU | Gorj |  | 8034 | 1642453036
Târgu Frumos, Iaşi, Romania | Târgu Frumos | Targu Frumos | 47.2097 | 27.0131 | Romania | RO | ROU | Iaşi |  | 10475 | 1642141035
Târgu Jiu, Gorj, Romania | Târgu Jiu | Targu Jiu | 45.0342 | 23.2747 | Romania | RO | ROU | Gorj | admin | 82504 | 1642174891
Târgu Lăpuş, Maramureş, Romania | Târgu Lăpuş | Targu Lapus | 47.4525 | 23.8631 | Romania | RO | ROU | Maramureş |  | 11744 | 1642400561
Târgu Neamţ, Neamţ, Romania | Târgu Neamţ | Targu Neamt | 47.2025 | 26.3586 | Romania | RO | ROU | Neamţ |  | 18695 | 1642788528
Târgu Ocna, Bacău, Romania | Târgu Ocna | Targu Ocna | 46.2803 | 26.6094 | Romania | RO | ROU | Bacău |  | 11300 | 1642346375
Târgu-Mureş, Mureş, Romania | Târgu-Mureş | Targu-Mures | 46.5497 | 24.5597 | Romania | RO | ROU | Mureş | admin | 134290 | 1642875714
Tari, Hela, Papua New Guinea | Tari | Tari | -5.8489 | 142.9506 | Papua New Guinea | PG | PNG | Hela | admin |  | 1598669271
Táriba, Táchira, Venezuela | Táriba | Tariba | 7.8167 | -72.2167 | Venezuela | VE | VEN | Táchira | minor | 128590 | 1862780259
Tarija, Tarija, Bolivia | Tarija | Tarija | -21.5317 | -64.7311 | Bolivia | BO | BOL | Tarija | admin | 179528 | 1068356085
Tarīm, Ḩaḑramawt, Yemen | Tarīm | Tarim | 16.05 | 49 | Yemen | YE | YEM | Ḩaḑramawt | minor | 105552 | 1887801013
Tarīn Kōṯ, Uruzgān, Afghanistan | Tarīn Kōṯ | Tarin Kot | 32.6333 | 65.8667 | Afghanistan | AF | AFG | Uruzgān | admin | 10000 | 1004893931
Tarko-Sale, Yamalo-Nenetskiy Avtonomnyy Okrug, Russia | Tarko-Sale | Tarko-Sale | 64.9147 | 77.7728 | Russia | RU | RUS | Yamalo-Nenetskiy Avtonomnyy Okrug |  | 21448 | 1643113714
Tarlac City, Tarlac, Philippines | Tarlac City | Tarlac City | 15.4802 | 120.5979 | Philippines | PH | PHL | Tarlac | admin | 342493 | 1608237027
Tarleton, Lancashire, United Kingdom | Tarleton | Tarleton | 53.678 | -2.841 | United Kingdom | GB | GBR | Lancashire |  | 5652 | 1826930345
Tarma, Junín, Peru | Tarma | Tarma | -11.4167 | -75.6833 | Peru | PE | PER | Junín |  | 54078 | 1604810508
Tarnobrzeg, Podkarpackie, Poland | Tarnobrzeg | Tarnobrzeg | 50.5833 | 21.6833 | Poland | PL | POL | Podkarpackie | minor | 47816 | 1616631454
Tarnów, Małopolskie, Poland | Tarnów | Tarnow | 50.0125 | 20.9883 | Poland | PL | POL | Małopolskie | minor | 110956 | 1616375879
Tarnowskie Góry, Śląskie, Poland | Tarnowskie Góry | Tarnowskie Gory | 50.45 | 18.8667 | Poland | PL | POL | Śląskie | minor | 60879 | 1616868201
Taro, Choiseul, Solomon Islands | Taro | Taro | -6.7111 | 156.3972 | Solomon Islands | SB | SLB | Choiseul | admin |  | 1090931394
Tarouca, Viseu, Portugal | Tarouca | Tarouca | 41.0167 | -7.7833 | Portugal | PT | PRT | Viseu | minor | 8048 | 1620399116
Taroudannt, Souss-Massa, Morocco | Taroudannt | Taroudannt | 30.4711 | -8.8778 | Morocco | MA | MAR | Souss-Massa |  | 80149 | 1504415764
Tarpon Springs, Florida, United States | Tarpon Springs | Tarpon Springs | 28.1493 | -82.7623 | United States | US | USA | Florida |  | 25577 | 1840015980
Tarrafal, Tarrafal de São Nicolau, Cabo Verde | Tarrafal | Tarrafal | 16.5667 | -24.3556 | Cabo Verde | CV | CPV | Tarrafal de São Nicolau | admin |  | 1132502171
Tarrafal, Tarrafal, Cabo Verde | Tarrafal | Tarrafal | 15.2833 | -23.7667 | Cabo Verde | CV | CPV | Tarrafal | admin |  | 1132834308
Tarragona, Catalonia, Spain | Tarragona | Tarragona | 41.1187 | 1.2453 | Spain | ES | ESP | Catalonia | minor | 134515 | 1724296961
Tarrant, Alabama, United States | Tarrant | Tarrant | 33.5945 | -86.7684 | United States | US | USA | Alabama |  | 6109 | 1840015671
Tarrytown, New York, United States | Tarrytown | Tarrytown | 41.0647 | -73.8673 | United States | US | USA | New York |  | 11370 | 1840004945
Tarsus, Mersin, Turkey | Tarsus | Tarsus | 36.9167 | 34.9 | Turkey | TR | TUR | Mersin | minor | 339676 | 1792003860
Tartagal, Salta, Argentina | Tartagal | Tartagal | -22.5 | -63.8333 | Argentina | AR | ARG | Salta | minor | 60819 | 1032317391
Tartu, Tartumaa, Estonia | Tartu | Tartu | 58.38 | 26.7225 | Estonia | EE | EST | Tartumaa | admin | 93865 | 1233809410
Ţarţūs, Ţarţūs, Syria | Ţarţūs | Tartus | 34.8833 | 35.8833 | Syria | SY | SYR | Ţarţūs | admin | 89457 | 1760695473
Tarui, Gifu, Japan | Tarui | Tarui | 35.3703 | 136.5269 | Japan | JP | JPN | Gifu |  | 26896 | 1392301201
Tarumã, São Paulo, Brazil | Tarumã | Taruma | -22.7469 | -50.5769 | Brazil | BR | BRA | São Paulo |  | 14205 | 1076499806
Tarusa, Kaluzhskaya Oblast’, Russia | Tarusa | Tarusa | 54.7167 | 37.1833 | Russia | RU | RUS | Kaluzhskaya Oblast’ |  | 9101 | 1643162455
Tarutung, Sumatera Utara, Indonesia | Tarutung | Tarutung | 2.0171 | 98.9667 | Indonesia | ID | IDN | Sumatera Utara | minor | 1305 | 1360333240
Tarxien, Tarxien, Malta | Tarxien | Tarxien | 35.8658 | 14.515 | Malta | MT | MLT | Tarxien | admin |  | 1470230507
Tashir, Lorri, Armenia | Tashir | Tashir | 41.1144 | 44.2906 | Armenia | AM | ARM | Lorri |  | 10090 | 1051680734
Tashkent, Toshkent, Uzbekistan | Tashkent | Tashkent | 41.3 | 69.2667 | Uzbekistan | UZ | UZB | Toshkent | primary | 2424100 | 1860331871
Tash-Kömür, Jalal-Abad, Kyrgyzstan | Tash-Kömür | Tash-Komur | 41.35 | 72.2167 | Kyrgyzstan | KG | KGZ | Jalal-Abad |  | 19310 | 1417242124
Tashtagol, Kemerovskaya Oblast’, Russia | Tashtagol | Tashtagol | 52.7667 | 87.8667 | Russia | RU | RUS | Kemerovskaya Oblast’ |  | 23107 | 1643787144
Tasiilaq, Sermersooq, Greenland | Tasiilaq | Tasiilaq | 65.615 | -37.641 | Greenland | GL | GRL | Sermersooq |  | 2018 | 1304230512
Tasikmalaya, Jawa Barat, Indonesia | Tasikmalaya | Tasikmalaya | -7.3333 | 108.2 | Indonesia | ID | IDN | Jawa Barat |  | 678027 | 1360027771
Tasiusaq, Qaasuitsup, Greenland | Tasiusaq | Tasiusaq | 73.369 | -56.0598 | Greenland | GL | GRL | Qaasuitsup |  | 250 | 1304103267
Tăşnad, Satu Mare, Romania | Tăşnad | Tasnad | 47.4772 | 22.5833 | Romania | RO | ROU | Satu Mare |  | 8631 | 1642178252
Tasquillo, Hidalgo, Mexico | Tasquillo | Tasquillo | 20.6167 | -99.25 | Mexico | MX | MEX | Hidalgo |  | 15429 | 1484659098
Tassin-la-Demi-Lune, Auvergne-Rhône-Alpes, France | Tassin-la-Demi-Lune | Tassin-la-Demi-Lune | 45.764 | 4.78 | France | FR | FRA | Auvergne-Rhône-Alpes |  | 22297 | 1250210852
Tata, Komárom-Esztergom, Hungary | Tata | Tata | 47.65 | 18.3167 | Hungary | HU | HUN | Komárom-Esztergom | minor | 23377 | 1348967161
Tatabánya, Komárom-Esztergom, Hungary | Tatabánya | Tatabanya | 47.5862 | 18.3949 | Hungary | HU | HUN | Komárom-Esztergom | admin | 65845 | 1348450358
Tataouine, Tataouine, Tunisia | Tataouine | Tataouine | 33 | 10.4667 | Tunisia | TN | TUN | Tataouine | admin | 62577 | 1788300169
Tatarsk, Novosibirskaya Oblast’, Russia | Tatarsk | Tatarsk | 55.2167 | 75.9667 | Russia | RU | RUS | Novosibirskaya Oblast’ |  | 23729 | 1643001589
Tatebayashi, Gunma, Japan | Tatebayashi | Tatebayashi | 36.245 | 139.5422 | Japan | JP | JPN | Gunma |  | 74520 | 1392730385
Tateishi, Iwate, Japan | Tateishi | Tateishi | 38.9867 | 141.1142 | Japan | JP | JPN | Iwate |  | 7389 | 1392007825
Tateyama, Chiba, Japan | Tateyama | Tateyama | 34.9967 | 139.87 | Japan | JP | JPN | Chiba |  | 45300 | 1392021641
Tatsugō, Kagoshima, Japan | Tatsugō | Tatsugo | 28.4131 | 129.5894 | Japan | JP | JPN | Kagoshima |  | 5728 | 1392478933
Tatsuno, Nagano, Japan | Tatsuno | Tatsuno | 35.9825 | 137.9875 | Japan | JP | JPN | Nagano |  | 18878 | 1392044975
Tatsunochō-tominaga, Hyōgo, Japan | Tatsunochō-tominaga | Tatsunocho-tominaga | 34.8581 | 134.5456 | Japan | JP | JPN | Hyōgo |  | 74892 | 1392582566
Tatuí, São Paulo, Brazil | Tatuí | Tatui | -23.3556 | -47.8569 | Brazil | BR | BRA | São Paulo |  | 116682 | 1076587962
Tatvan, Bitlis, Turkey | Tatvan | Tatvan | 38.5066 | 42.2816 | Turkey | TR | TUR | Bitlis | minor | 73222 | 1792530559
Taubaté, São Paulo, Brazil | Taubaté | Taubate | -23.0333 | -45.55 | Brazil | BR | BRA | São Paulo |  | 302331 | 1076146252
Tauberbischofsheim, Baden-Württemberg, Germany | Tauberbischofsheim | Tauberbischofsheim | 49.6225 | 9.6628 | Germany | DE | DEU | Baden-Württemberg | minor | 13231 | 1276697756
Taucha, Saxony, Germany | Taucha | Taucha | 51.38 | 12.4936 | Germany | DE | DEU | Saxony |  | 15673 | 1276068319
Taunggyi, Shan State, Burma | Taunggyi | Taunggyi | 20.7833 | 96.9667 | Burma | MM | MMR | Shan State | admin | 160115 | 1104364374
Taungoo, Bago, Burma | Taungoo | Taungoo | 18.9483 | 96.4179 | Burma | MM | MMR | Bago |  | 106945 | 1104269989
Taunton, Somerset, United Kingdom | Taunton | Taunton | 51.019 | -3.1 | United Kingdom | GB | GBR | Somerset |  | 60479 | 1826959489
Taunton, Massachusetts, United States | Taunton | Taunton | 41.9036 | -71.0943 | United States | US | USA | Massachusetts |  | 57464 | 1840003220
Taunusstein, Hesse, Germany | Taunusstein | Taunusstein | 50.1435 | 8.1606 | Germany | DE | DEU | Hesse |  | 30005 | 1276571090
Taupo, Waikato, New Zealand | Taupo | Taupo | -38.69 | 176.08 | New Zealand | NZ | NZL | Waikato |  | 23900 | 1554654784
Tauragė, Tauragė, Lithuania | Tauragė | Taurage | 55.2514 | 22.2903 | Lithuania | LT | LTU | Tauragė | admin | 22002 | 1440115384
Tauranga, Bay of Plenty, New Zealand | Tauranga | Tauranga | -37.6858 | 176.1667 | New Zealand | NZ | NZL | Bay of Plenty |  | 135000 | 1554759867
Tăuţii Măgheruş, Maramureş, Romania | Tăuţii Măgheruş | Tautii Magherus | 47.6678 | 23.4722 | Romania | RO | ROU | Maramureş |  | 7136 | 1642024653
Tavares, Florida, United States | Tavares | Tavares | 28.7921 | -81.7353 | United States | US | USA | Florida |  | 17749 | 1840015953
Tavda, Sverdlovskaya Oblast’, Russia | Tavda | Tavda | 58.05 | 65.2667 | Russia | RU | RUS | Sverdlovskaya Oblast’ |  | 33356 | 1643627997
Taverny, Île-de-France, France | Taverny | Taverny | 49.0264 | 2.2275 | France | FR | FRA | Île-de-France |  | 26441 | 1250852016
Tavira, Faro, Portugal | Tavira | Tavira | 37.1309 | -7.6506 | Portugal | PT | PRT | Faro | minor | 26167 | 1620756467
Tavistock, Devon, United Kingdom | Tavistock | Tavistock | 50.545 | -4.15 | United Kingdom | GB | GBR | Devon |  | 11018 | 1826700583
Tawaramoto, Nara, Japan | Tawaramoto | Tawaramoto | 34.5567 | 135.795 | Japan | JP | JPN | Nara |  | 31028 | 1392169878
Tawau, Sabah, Malaysia | Tawau | Tawau | 4.2981 | 117.8831 | Malaysia | MY | MYS | Sabah |  | 113809 | 1458745722
Taxco de Alarcón, Guerrero, Mexico | Taxco de Alarcón | Taxco de Alarcon | 18.5564 | -99.605 | Mexico | MX | MEX | Guerrero | minor | 98854 | 1484987082
Tay, Ontario, Canada | Tay | Tay | 44.7167 | -79.7667 | Canada | CA | CAN | Ontario |  | 10033 | 1124001057
Tây Ninh, Tây Ninh, Vietnam | Tây Ninh | Tay Ninh | 11.3131 | 106.0963 | Vietnam | VN | VNM | Tây Ninh | admin | 126370 | 1704250951
Tay Valley, Ontario, Canada | Tay Valley | Tay Valley | 44.8667 | -76.3833 | Canada | CA | CAN | Ontario |  | 5665 | 1124000734
Tayabas, Quezon, Philippines | Tayabas | Tayabas | 14.0167 | 121.5833 | Philippines | PH | PHL | Quezon |  | 99779 | 1608195528
Tāybād, Khorāsān-e Raẕavī, Iran | Tāybād | Taybad | 34.74 | 60.7756 | Iran | IR | IRN | Khorāsān-e Raẕavī | minor | 56562 | 1364220425
Tayga, Kemerovskaya Oblast’, Russia | Tayga | Tayga | 56.0667 | 85.6167 | Russia | RU | RUS | Kemerovskaya Oblast’ |  | 23565 | 1643905675
Taylor, Michigan, United States | Taylor | Taylor | 42.226 | -83.2688 | United States | US | USA | Michigan |  | 60922 | 1840003965
Taylor, Texas, United States | Taylor | Taylor | 30.5743 | -97.4234 | United States | US | USA | Texas |  | 16519 | 1840022165
Taylor, Pennsylvania, United States | Taylor | Taylor | 41.3957 | -75.7147 | United States | US | USA | Pennsylvania |  | 5913 | 1840003390
Taylor Mill, Kentucky, United States | Taylor Mill | Taylor Mill | 39.0092 | -84.4988 | United States | US | USA | Kentucky |  | 6802 | 1840015175
Taylors, South Carolina, United States | Taylors | Taylors | 34.9157 | -82.3124 | United States | US | USA | South Carolina |  | 21923 | 1840013498
Taylorsville, Utah, United States | Taylorsville | Taylorsville | 40.657 | -111.9493 | United States | US | USA | Utah |  | 59805 | 1840021387
Taylorsville, North Carolina, United States | Taylorsville | Taylorsville | 35.9175 | -81.1754 | United States | US | USA | North Carolina |  | 5544 | 1840016220
Taylorville, Illinois, United States | Taylorville | Taylorville | 39.5328 | -89.2804 | United States | US | USA | Illinois |  | 12659 | 1840009547
Tayoltita, Durango, Mexico | Tayoltita | Tayoltita | 24.0833 | -105.9333 | Mexico | MX | MEX | Durango | minor | 5124 | 1484925741
Tayshet, Irkutskaya Oblast’, Russia | Tayshet | Tayshet | 55.9333 | 98.0167 | Russia | RU | RUS | Irkutskaya Oblast’ |  | 33364 | 1643635211
Taza, Fès-Meknès, Morocco | Taza | Taza | 34.2144 | -4.0088 | Morocco | MA | MAR | Fès-Meknès |  | 148456 | 1504405154
Tāzeh Shahr, Āz̄arbāyjān-e Gharbī, Iran | Tāzeh Shahr | Tazeh Shahr | 38.1756 | 44.6919 | Iran | IR | IRN | Āz̄arbāyjān-e Gharbī |  | 8216 | 1364552545
Tazovskiy, Yamalo-Nenetskiy Avtonomnyy Okrug, Russia | Tazovskiy | Tazovskiy | 67.4667 | 78.7 | Russia | RU | RUS | Yamalo-Nenetskiy Avtonomnyy Okrug |  | 5981 | 1643167905
Tbeng Meanchey, Preah Vihear, Cambodia | Tbeng Meanchey | Tbeng Meanchey | 13.8167 | 104.9667 | Cambodia | KH | KHM | Preah Vihear | admin | 24380 | 1116207762
Tbilisi, Tbilisi, Georgia | Tbilisi | Tbilisi | 41.7225 | 44.7925 | Georgia | GE | GEO | Tbilisi | primary | 1118035 | 1268203191
Tchibanga, Nyanga, Gabon | Tchibanga | Tchibanga | -2.9331 | 10.9831 | Gabon | GA | GAB | Nyanga | admin | 19365 | 1266060335
Te Anau, Southland, New Zealand | Te Anau | Te Anau | -45.4167 | 167.7167 | New Zealand | NZ | NZL | Southland |  | 2250 | 1554603580
Te Awamutu, Waikato, New Zealand | Te Awamutu | Te Awamutu | -38.0083 | 175.325 | New Zealand | NZ | NZL | Waikato |  | 12400 | 1554001222
Te Puke, Bay of Plenty, New Zealand | Te Puke | Te Puke | -37.7833 | 176.3167 | New Zealand | NZ | NZL | Bay of Plenty |  | 8230 | 1554000416
Tea, South Dakota, United States | Tea | Tea | 43.4511 | -96.834 | United States | US | USA | South Dakota |  | 5995 | 1840002841
Teabo, Yucatán, Mexico | Teabo | Teabo | 20.3997 | -89.2844 | Mexico | MX | MEX | Yucatán |  | 6115 | 1484546249
Teaneck, New Jersey, United States | Teaneck | Teaneck | 40.89 | -74.0107 | United States | US | USA | New Jersey |  | 40543 | 1840081757
Teaoraereke, , Kiribati | Teaoraereke | Teaoraereke | 1.3333 | 173 | Kiribati | KI | KIR |  |  | 5105 | 1296060597
Tearce, Tearce, Macedonia | Tearce | Tearce | 42.0767 | 21.0531 | Macedonia | MK | MKD | Tearce | admin |  | 1807139125
Teays Valley, West Virginia, United States | Teays Valley | Teays Valley | 38.4482 | -81.924 | United States | US | USA | West Virginia |  | 13816 | 1840038312
Tébessa, Tébessa, Algeria | Tébessa | Tebessa | 35.4 | 8.1167 | Algeria | DZ | DZA | Tébessa | admin | 194461 | 1012196375
Tebingtinggi, Sumatera Utara, Indonesia | Tebingtinggi | Tebingtinggi | 3.3283 | 99.1625 | Indonesia | ID | IDN | Sumatera Utara |  | 169786 | 1360386781
Tecámac, México, Mexico | Tecámac | Tecamac | 19.7131 | -98.9683 | Mexico | MX | MEX | México | minor | 364579 | 1484363321
Tecate, Baja California, Mexico | Tecate | Tecate | 32.5667 | -116.6331 | Mexico | MX | MEX | Baja California | minor | 64764 | 1484547809
Tecax, Yucatán, Mexico | Tecax | Tecax | 20.2019 | -89.2881 | Mexico | MX | MEX | Yucatán |  | 50.789 | 1484782521
Techiman, Brong-Ahafo, Ghana | Techiman | Techiman | 7.5905 | -1.9395 | Ghana | GH | GHA | Brong-Ahafo | admin |  | 1288222236
Techirghiol, Constanţa, Romania | Techirghiol | Techirghiol | 44.0575 | 28.5958 | Romania | RO | ROU | Constanţa |  | 7292 | 1642840114
Tecklenburg, North Rhine-Westphalia, Germany | Tecklenburg | Tecklenburg | 52.2194 | 7.8125 | Germany | DE | DEU | North Rhine-Westphalia |  | 9145 | 1276770196
Tecoh, Yucatán, Mexico | Tecoh | Tecoh | 20.7419 | -89.4744 | Mexico | MX | MEX | Yucatán |  | 9134 | 1484904738
Tecolutla, Veracruz, Mexico | Tecolutla | Tecolutla | 20.4797 | -97.01 | Mexico | MX | MEX | Veracruz | minor | 24258 | 1484719991
Tecomán, Colima, Mexico | Tecomán | Tecoman | 18.9089 | -103.8747 | Mexico | MX | MEX | Colima | minor | 112726 | 1484348795
Tecozautla, Hidalgo, Mexico | Tecozautla | Tecozautla | 20.5333 | -99.6333 | Mexico | MX | MEX | Hidalgo |  | 31609 | 1484766704
Técpan de Galeana, Guerrero, Mexico | Técpan de Galeana | Tecpan de Galeana | 17.25 | -100.6833 | Mexico | MX | MEX | Guerrero | minor | 14638 | 1484708548
Tecuala, Nayarit, Mexico | Tecuala | Tecuala | 22.4004 | -105.46 | Mexico | MX | MEX | Nayarit | minor | 14921 | 1484955369
Tecumseh, Ontario, Canada | Tecumseh | Tecumseh | 42.2431 | -82.9256 | Canada | CA | CAN | Ontario |  | 23229 | 1124720869
Tecumseh, Michigan, United States | Tecumseh | Tecumseh | 42.0065 | -83.945 | United States | US | USA | Michigan |  | 8398 | 1840003228
Tecumseh, Oklahoma, United States | Tecumseh | Tecumseh | 35.2639 | -96.9338 | United States | US | USA | Oklahoma |  | 6636 | 1840021786
Teeli, Tyva, Russia | Teeli | Teeli | 51.0333 | 90.2333 | Russia | RU | RUS | Tyva |  | 3732 | 1643964699
Tefé, Amazonas, Brazil | Tefé | Tefe | -3.3684 | -64.7205 | Brazil | BR | BRA | Amazonas |  | 51437 | 1076049089
Tega Cay, South Carolina, United States | Tega Cay | Tega Cay | 35.039 | -81.011 | United States | US | USA | South Carolina |  | 11335 | 1840015488
Tegal, Jawa Tengah, Indonesia | Tegal | Tegal | -6.8667 | 109.1333 | Indonesia | ID | IDN | Jawa Tengah |  | 275789 | 1360035814
Téglás, Hajdú-Bihar, Hungary | Téglás | Teglas | 47.7167 | 21.6833 | Hungary | HU | HUN | Hajdú-Bihar |  | 6406 | 1348643886
Tegucigalpa, Francisco Morazán, Honduras | Tegucigalpa | Tegucigalpa | 14.0942 | -87.2067 | Honduras | HN | HND | Francisco Morazán | primary | 1126534 | 1340344059
Tegucigalpita, Atlántida, Honduras | Tegucigalpita | Tegucigalpita | 15.78 | -86.7878 | Honduras | HN | HND | Atlántida |  | 196856 | 1340541864
Tehachapi, California, United States | Tehachapi | Tehachapi | 35.1274 | -118.4749 | United States | US | USA | California |  | 14928 | 1840021737
Tehran, Tehrān, Iran | Tehran | Tehran | 35.7 | 51.4167 | Iran | IR | IRN | Tehrān | primary | 13633000 | 1364305026
Tehuacán, Puebla, Mexico | Tehuacán | Tehuacan | 18.4617 | -97.3928 | Mexico | MX | MEX | Puebla | minor | 274906 | 1484817336
Teignmouth, Devon, United Kingdom | Teignmouth | Teignmouth | 50.5515 | -3.4886 | United Kingdom | GB | GBR | Devon |  | 15129 | 1826052083
Teiuş, Alba, Romania | Teiuş | Teius | 46.2 | 23.68 | Romania | RO | ROU | Alba |  | 6695 | 1642977662
Tejen, Ahal, Turkmenistan | Tejen | Tejen | 37.3786 | 60.496 | Turkmenistan | TM | TKM | Ahal |  | 67294 | 1795500486
Tejupilco, México, Mexico | Tejupilco | Tejupilco | 18.9058 | -100.1528 | Mexico | MX | MEX | México | minor | 71077 | 1484506998
Tekeli, Almaty, Kazakhstan | Tekeli | Tekeli | 44.8333 | 78.8167 | Kazakhstan | KZ | KAZ | Almaty |  | 30707 | 1398667260
Tekirdağ, Tekirdağ, Turkey | Tekirdağ | Tekirdag | 40.9833 | 27.5167 | Turkey | TR | TUR | Tekirdağ | admin | 1029927 | 1792519395
Tekit, Yucatán, Mexico | Tekit | Tekit | 20.5322 | -89.3314 | Mexico | MX | MEX | Yucatán |  | 9834 | 1484351882
Tel Aviv-Yafo, Tel Aviv, Israel | Tel Aviv-Yafo | Tel Aviv-Yafo | 32.0833 | 34.8 | Israel | IL | ISR | Tel Aviv | admin | 451523 | 1376401542
Tela, Atlántida, Honduras | Tela | Tela | 15.7833 | -87.4667 | Honduras | HN | HND | Atlántida |  | 78537 | 1340789148
Telavi, K’akheti, Georgia | Telavi | Telavi | 41.9167 | 45.4833 | Georgia | GE | GEO | K’akheti | admin | 20900 | 1268806987
Telč, Vysočina, Czechia | Telč | Telc | 49.1842 | 15.4528 | Czechia | CZ | CZE | Vysočina |  | 5273 | 1203523076
Telêmaco Borba, Paraná, Brazil | Telêmaco Borba | Telemaco Borba | -24.3239 | -50.6156 | Brazil | BR | BRA | Paraná |  | 58880 | 1076867165
Teleneşti, Teleneşti, Moldova | Teleneşti | Telenesti | 47.4997 | 28.3656 | Moldova | MD | MDA | Teleneşti | admin | 7227 | 1498811064
Telford, Telford and Wrekin, United Kingdom | Telford | Telford | 52.6766 | -2.4469 | United Kingdom | GB | GBR | Telford and Wrekin |  | 142723 | 1826968934
Telgte, North Rhine-Westphalia, Germany | Telgte | Telgte | 51.9819 | 7.7856 | Germany | DE | DEU | North Rhine-Westphalia |  | 19925 | 1276981111
Télimélé, Kindia, Guinea | Télimélé | Telimele | 10.905 | -13.043 | Guinea | GN | GIN | Kindia | minor | 30311 | 1324315862
Tell City, Indiana, United States | Tell City | Tell City | 37.9528 | -86.7597 | United States | US | USA | Indiana |  | 9529 | 1840009755
Tellico Village, Tennessee, United States | Tellico Village | Tellico Village | 35.6977 | -84.2661 | United States | US | USA | Tennessee |  | 5612 | 1840040591
Telsen, Chubut, Argentina | Telsen | Telsen | -42.3833 | -66.95 | Argentina | AR | ARG | Chubut | minor | 544 | 1032824407
Telšiai, Telšiai, Lithuania | Telšiai | Telsiai | 55.9833 | 22.25 | Lithuania | LT | LTU | Telšiai | admin | 22039 | 1440908000
Teltow, Brandenburg, Germany | Teltow | Teltow | 52.4022 | 13.2706 | Germany | DE | DEU | Brandenburg |  | 25825 | 1276388501
Teluk Intan, Perak, Malaysia | Teluk Intan | Teluk Intan | 4.0333 | 101.0167 | Malaysia | MY | MYS | Perak |  | 101659 | 1458126062
Tema, Greater Accra, Ghana | Tema | Tema | 5.6667 | -0.0167 | Ghana | GH | GHA | Greater Accra |  | 161612 | 1288205885
Temamatla, México, Mexico | Temamatla | Temamatla | 19.2028 | -98.87 | Mexico | MX | MEX | México | minor | 11206 | 1484069603
Temara, Rabat-Salé-Kénitra, Morocco | Temara | Temara | 33.9234 | -6.9076 | Morocco | MA | MAR | Rabat-Salé-Kénitra |  | 313510 | 1504016606
Temascal, Oaxaca, Mexico | Temascal | Temascal | 18.2394 | -96.4031 | Mexico | MX | MEX | Oaxaca |  | 6566 | 1484505986
Temascalapa, Hidalgo, Mexico | Temascalapa | Temascalapa | 19.8 | -98.9 | Mexico | MX | MEX | Hidalgo | minor | 33063 | 1484792221
Temascalcingo, México, Mexico | Temascalcingo | Temascalcingo | 19.9147 | -100.0036 | Mexico | MX | MEX | México | minor | 58169 | 1484038182
Temascaltepec de González, México, Mexico | Temascaltepec de González | Temascaltepec de Gonzalez | 19.0433 | -100.0414 | Mexico | MX | MEX | México | minor | 30336 | 1484114407
Temax, Yucatán, Mexico | Temax | Temax | 21.1511 | -88.9403 | Mexico | MX | MEX | Yucatán |  | 6239 | 1484369863
Temecula, California, United States | Temecula | Temecula | 33.4928 | -117.1315 | United States | US | USA | California |  | 114761 | 1840021937
Temerin, Temerin, Serbia | Temerin | Temerin | 45.4053 | 19.8869 | Serbia | RS | SRB | Temerin | admin |  | 1688171551
Temescal Valley, California, United States | Temescal Valley | Temescal Valley | 33.7581 | -117.4677 | United States | US | USA | California |  | 26709 | 1840043023
Temirtaū, Qaraghandy, Kazakhstan | Temirtaū | Temirtau | 50.0667 | 72.9667 | Kazakhstan | KZ | KAZ | Qaraghandy |  | 185082 | 1398081646
Témiscouata-sur-le-Lac, Quebec, Canada | Témiscouata-sur-le-Lac | Temiscouata-sur-le-Lac | 47.68 | -68.88 | Canada | CA | CAN | Quebec |  | 5096 | 1124001776
Temiskaming Shores, Ontario, Canada | Temiskaming Shores | Temiskaming Shores | 47.5167 | -79.6833 | Canada | CA | CAN | Ontario |  | 9920 | 1124001880
Temixco, Morelos, Mexico | Temixco | Temixco | 18.85 | -99.2333 | Mexico | MX | MEX | Morelos | minor | 116143 | 1484273506
Temnikov, Mordoviya, Russia | Temnikov | Temnikov | 54.6333 | 43.2167 | Russia | RU | RUS | Mordoviya |  | 6179 | 1643923726
Temoaya, Morelos, Mexico | Temoaya | Temoaya | 19.4686 | -99.5933 | Mexico | MX | MEX | Morelos | minor | 77714 | 1484890875
Temozon, Yucatán, Mexico | Temozon | Temozon | 20.8042 | -88.2028 | Mexico | MX | MEX | Yucatán |  | 6553 | 1484009522
Tempe, Arizona, United States | Tempe | Tempe | 33.3881 | -111.9318 | United States | US | USA | Arizona |  | 195805 | 1840021942
Temperance, Michigan, United States | Temperance | Temperance | 41.7653 | -83.5755 | United States | US | USA | Michigan |  | 8798 | 1840006579
Temperley, Buenos Aires, Argentina | Temperley | Temperley | -34.7667 | -58.3833 | Argentina | AR | ARG | Buenos Aires |  | 121451 | 1032183944
Temple, Texas, United States | Temple | Temple | 31.1076 | -97.3894 | United States | US | USA | Texas |  | 107258 | 1840022154
Temple City, California, United States | Temple City | Temple City | 34.1021 | -118.0579 | United States | US | USA | California |  | 35811 | 1840021872
Temple Hills, Maryland, United States | Temple Hills | Temple Hills | 38.8106 | -76.9495 | United States | US | USA | Maryland |  | 7864 | 1840005967
Temple Terrace, Florida, United States | Temple Terrace | Temple Terrace | 28.0437 | -82.3774 | United States | US | USA | Florida |  | 26639 | 1840015983
Templeton, Massachusetts, United States | Templeton | Templeton | 42.5686 | -72.0736 | United States | US | USA | Massachusetts |  | 8127 | 1840053702
Templeton, California, United States | Templeton | Templeton | 35.556 | -120.7182 | United States | US | USA | California |  | 7938 | 1840019127
Templin, Brandenburg, Germany | Templin | Templin | 53.1167 | 13.5 | Germany | DE | DEU | Brandenburg |  | 15798 | 1276089341
Tempoal de Sánchez, Veracruz, Mexico | Tempoal de Sánchez | Tempoal de Sanchez | 21.5167 | -98.3833 | Mexico | MX | MEX | Veracruz | minor | 12237 | 1484011037
Temryuk, Krasnodarskiy Kray, Russia | Temryuk | Temryuk | 45.2667 | 37.3833 | Russia | RU | RUS | Krasnodarskiy Kray | minor | 41133 | 1643588256
Temsia, Souss-Massa, Morocco | Temsia | Temsia | 30.3633 | -9.4144 | Morocco | MA | MAR | Souss-Massa |  | 40780 | 1504419242
Temuco, Araucanía, Chile | Temuco | Temuco | -38.7399 | -72.5901 | Chile | CL | CHL | Araucanía | admin | 282415 | 1152318955
Tena, Napo, Ecuador | Tena | Tena | -0.989 | -77.8159 | Ecuador | EC | ECU | Napo | admin | 23307 | 1218759537
Tenabo, Campeche, Mexico | Tenabo | Tenabo | 20.0333 | -90.2167 | Mexico | MX | MEX | Campeche | minor | 7543 | 1484006331
Tenafly, New Jersey, United States | Tenafly | Tenafly | 40.9175 | -73.9531 | United States | US | USA | New Jersey |  | 14453 | 1840000918
Tenāli, Andhra Pradesh, India | Tenāli | Tenali | 16.243 | 80.64 | India | IN | IND | Andhra Pradesh |  | 164937 | 1356831482
Tenancingo, México, Mexico | Tenancingo | Tenancingo | 18.9608 | -99.5906 | Mexico | MX | MEX | México | minor | 90946 | 1484006247
Tenango de Doria, Hidalgo, Mexico | Tenango de Doria | Tenango de Doria | 20.3356 | -98.2267 | Mexico | MX | MEX | Hidalgo | minor | 15793 | 1484595420
Tenango del Aire, México, Mexico | Tenango del Aire | Tenango del Aire | 19.1575 | -98.8581 | Mexico | MX | MEX | México | minor | 10578 | 1484285163
Tendō, Yamagata, Japan | Tendō | Tendo | 38.3622 | 140.3783 | Japan | JP | JPN | Yamagata |  | 62032 | 1392389398
Tengyue, Yunnan, China | Tengyue | Tengyue | 25.0333 | 98.4666 | China | CN | CHN | Yunnan | minor | 126058 | 1156832866
Tenkodogo, Centre-Est, Burkina Faso | Tenkodogo | Tenkodogo | 11.7804 | -0.3697 | Burkina Faso | BF | BFA | Centre-Est | admin | 38108 | 1854646157
Tenosique, Tabasco, Mexico | Tenosique | Tenosique | 17.4756 | -91.4225 | Mexico | MX | MEX | Tabasco | minor | 31392 | 1484303350
Tenterden, Kent, United Kingdom | Tenterden | Tenterden | 51.0696 | 0.6898 | United Kingdom | GB | GBR | Kent |  | 7735 | 1826293239
Teófilo Otoni, Minas Gerais, Brazil | Teófilo Otoni | Teofilo Otoni | -17.87 | -41.5 | Brazil | BR | BRA | Minas Gerais |  | 101170 | 1076465745
Teoloyucan, México, Mexico | Teoloyucan | Teoloyucan | 19.7442 | -99.1811 | Mexico | MX | MEX | México | minor | 63115 | 1484003827
Tepalcatepec, Michoacán de Ocampo, Mexico | Tepalcatepec | Tepalcatepec | 19.1833 | -102.85 | Mexico | MX | MEX | Michoacán de Ocampo | minor | 42879 | 1484817788
Tepatitlán de Morelos, Jalisco, Mexico | Tepatitlán de Morelos | Tepatitlan de Morelos | 20.817 | -102.733 | Mexico | MX | MEX | Jalisco | minor | 141322 | 1484777621
Tepeapulco, Hidalgo, Mexico | Tepeapulco | Tepeapulco | 19.7856 | -98.5517 | Mexico | MX | MEX | Hidalgo | minor | 49850 | 1484457950
Tepechitlán, Zacatecas, Mexico | Tepechitlán | Tepechitlan | 21.6667 | -103.3333 | Mexico | MX | MEX | Zacatecas | minor | 8972 | 1484570912
Tepehuacán de Guerrero, Hidalgo, Mexico | Tepehuacán de Guerrero | Tepehuacan de Guerrero | 21.0131 | -98.8442 | Mexico | MX | MEX | Hidalgo |  | 27240 | 1484592101
Tepeji del Río de Ocampo, Hidalgo, Mexico | Tepeji del Río de Ocampo | Tepeji del Rio de Ocampo | 19.9039 | -99.3414 | Mexico | MX | MEX | Hidalgo |  | 80612 | 1484352351
Tepelenë, Gjirokastër, Albania | Tepelenë | Tepelene | 40.3 | 20.0167 | Albania | AL | ALB | Gjirokastër |  | 4342 | 1008683571
Tepetitlan, Hidalgo, Mexico | Tepetitlan | Tepetitlan | 20.1842 | -99.3808 | Mexico | MX | MEX | Hidalgo |  | 8893 | 1484277299
Tepetlaoxtoc, México, Mexico | Tepetlaoxtoc | Tepetlaoxtoc | 19.5731 | -98.8203 | Mexico | MX | MEX | México | minor | 25523 | 1484140193
Tepetlixpa, México, Mexico | Tepetlixpa | Tepetlixpa | 19.0006 | -98.8178 | Mexico | MX | MEX | México | minor | 18327 | 1484018861
Tepezalá, Aguascalientes, Mexico | Tepezalá | Tepezala | 22.2167 | -102.1667 | Mexico | MX | MEX | Aguascalientes | minor | 20926 | 1484547139
Tepic, Nayarit, Mexico | Tepic | Tepic | 21.5083 | -104.8931 | Mexico | MX | MEX | Nayarit | admin | 332863 | 1484433877
Teplice, Ústecký Kraj, Czechia | Teplice | Teplice | 50.6333 | 13.8167 | Czechia | CZ | CZE | Ústecký Kraj |  | 49731 | 1203801370
Tepotzotlán, México, Mexico | Tepotzotlán | Tepotzotlan | 19.7161 | -99.2236 | Mexico | MX | MEX | México | minor | 67724 | 1484890297
Tepoztlán, Morelos, Mexico | Tepoztlán | Tepoztlan | 18.9853 | -99.0997 | Mexico | MX | MEX | Morelos | minor | 14130 | 1484948191
Tequesta, Florida, United States | Tequesta | Tequesta | 26.9618 | -80.1011 | United States | US | USA | Florida |  | 6138 | 1840018310
Tequila, Jalisco, Mexico | Tequila | Tequila | 20.8794 | -103.8356 | Mexico | MX | MEX | Jalisco | minor | 42009 | 1484763049
Tequisquiapan, Querétaro, Mexico | Tequisquiapan | Tequisquiapan | 20.5206 | -99.8958 | Mexico | MX | MEX | Querétaro | minor | 54929 | 1484303338
Tequixquiac, Morelos, Mexico | Tequixquiac | Tequixquiac | 19.9097 | -99.1417 | Mexico | MX | MEX | Morelos | minor | 22676 | 1484908675
Terek, Kabardino-Balkariya, Russia | Terek | Terek | 43.4833 | 44.1333 | Russia | RU | RUS | Kabardino-Balkariya |  | 19494 | 1643162208
Teresina, Piauí, Brazil | Teresina | Teresina | -5.0949 | -42.8042 | Brazil | BR | BRA | Piauí | admin | 847430 | 1076727667
Termiz, Surxondaryo, Uzbekistan | Termiz | Termiz | 37.2242 | 67.2783 | Uzbekistan | UZ | UZB | Surxondaryo | admin | 136200 | 1860617243
Ternate, Maluku Utara, Indonesia | Ternate | Ternate | 0.7833 | 127.3667 | Indonesia | ID | IDN | Maluku Utara |  | 204215 | 1360041663
Terni, Umbria, Italy | Terni | Terni | 42.5667 | 12.65 | Italy | IT | ITA | Umbria | minor | 111189 | 1380323915
Ternitz, Niederösterreich, Austria | Ternitz | Ternitz | 47.7167 | 16.0333 | Austria | AT | AUT | Niederösterreich |  | 14632 | 1040196639
Ternivka, Dnipropetrovs’ka Oblast’, Ukraine | Ternivka | Ternivka | 48.5231 | 36.0826 | Ukraine | UA | UKR | Dnipropetrovs’ka Oblast’ |  | 28298 | 1804507506
Ternopil, Ternopil’s’ka Oblast’, Ukraine | Ternopil | Ternopil | 49.5667 | 25.6 | Ukraine | UA | UKR | Ternopil’s’ka Oblast’ | admin | 218653 | 1804000146
Terra Roxa, São Paulo, Brazil | Terra Roxa | Terra Roxa | -20.7889 | -48.33 | Brazil | BR | BRA | São Paulo |  | 9101 | 1076064545
Terrace, British Columbia, Canada | Terrace | Terrace | 54.5164 | -128.5997 | Canada | CA | CAN | British Columbia |  | 15723 | 1124878479
Terrace Heights, Washington, United States | Terrace Heights | Terrace Heights | 46.6024 | -120.4482 | United States | US | USA | Washington |  | 8273 | 1840018465
Terras de Bouro, Braga, Portugal | Terras de Bouro | Terras de Bouro | 41.7167 | -8.3 | Portugal | PT | PRT | Braga | minor | 7253 | 1620645381
Terre Haute, Indiana, United States | Terre Haute | Terre Haute | 39.4654 | -87.3763 | United States | US | USA | Indiana |  | 92490 | 1840009671
Terrebonne, Quebec, Canada | Terrebonne | Terrebonne | 45.7 | -73.6333 | Canada | CA | CAN | Quebec |  | 111575 | 1124993674
Terrell, Texas, United States | Terrell | Terrell | 32.7341 | -96.2939 | United States | US | USA | Texas |  | 17696 | 1840022065
Terrell Hills, Texas, United States | Terrell Hills | Terrell Hills | 29.4771 | -98.4472 | United States | US | USA | Texas |  | 5447 | 1840022224
Terrujem, Lisboa, Portugal | Terrujem | Terrujem | 38.8511 | -9.3747 | Portugal | PT | PRT | Lisboa |  | 5113 | 1620102041
Terrytown, Louisiana, United States | Terrytown | Terrytown | 29.9014 | -90.0279 | United States | US | USA | Louisiana |  | 24244 | 1840013990
Terryville, New York, United States | Terryville | Terryville | 40.909 | -73.0492 | United States | US | USA | New York |  | 12340 | 1840005105
Tərtər, Tərtər, Azerbaijan | Tərtər | Tartar | 40.3353 | 46.9303 | Azerbaijan | AZ | AZE | Tərtər | admin | 12563 | 1031622673
Tervel, Dobrich, Bulgaria | Tervel | Tervel | 43.75 | 27.4 | Bulgaria | BG | BGR | Dobrich | minor | 7632 | 1100435548
Tērvete, Tērvetes Novads, Latvia | Tērvete | Tervete | 56.4798 | 23.3902 | Latvia | LV | LVA | Tērvetes Novads | admin |  | 1428176770
Teseney, Gash Barka, Eritrea | Teseney | Teseney | 15.11 | 36.6575 | Eritrea | ER | ERI | Gash Barka |  | 3753 | 1232609825
Teshikaga, Hokkaidō, Japan | Teshikaga | Teshikaga | 43.4853 | 144.4592 | Japan | JP | JPN | Hokkaidō |  | 7145 | 1392642840
Tessalit, Kidal, Mali | Tessalit | Tessalit | 20.2014 | 1.0888 | Mali | ML | MLI | Kidal | minor | 6000 | 1466140377
Tessenderlo, Flanders, Belgium | Tessenderlo | Tessenderlo | 51.0697 | 5.0897 | Belgium | BE | BEL | Flanders |  | 18514 | 1056426796
Tetbury, Gloucestershire, United Kingdom | Tetbury | Tetbury | 51.636 | -2.158 | United Kingdom | GB | GBR | Gloucestershire |  | 5472 | 1826531050
Tete, Tete, Mozambique | Tete | Tete | -16.1579 | 33.5898 | Mozambique | MZ | MOZ | Tete | admin | 152909 | 1508476900
Tetecala, Morelos, Mexico | Tetecala | Tetecala | 18.7167 | -99.3833 | Mexico | MX | MEX | Morelos | minor | 6473 | 1484463800
Tetela del Volcán, Morelos, Mexico | Tetela del Volcán | Tetela del Volcan | 18.8931 | -98.7297 | Mexico | MX | MEX | Morelos | minor | 10199 | 1484343325
Teterow, Mecklenburg-Western Pomerania, Germany | Teterow | Teterow | 53.7667 | 12.5667 | Germany | DE | DEU | Mecklenburg-Western Pomerania |  | 8470 | 1276267195
Teteven, Lovech, Bulgaria | Teteven | Teteven | 42.9167 | 24.2667 | Bulgaria | BG | BGR | Lovech |  | 10279 | 1100032419
Tetiyiv, Kyyivs’ka Oblast’, Ukraine | Tetiyiv | Tetiyiv | 49.3708 | 29.69 | Ukraine | UA | UKR | Kyyivs’ka Oblast’ | minor | 13015 | 1804600319
Tétouan, Tanger-Tétouan-Al Hoceïma, Morocco | Tétouan | Tetouan | 35.5667 | -5.3667 | Morocco | MA | MAR | Tanger-Tétouan-Al Hoceïma |  | 380787 | 1504709141
Tetovo, Tetovo, Macedonia | Tetovo | Tetovo | 42.0103 | 20.9714 | Macedonia | MK | MKD | Tetovo | admin | 142030 | 1807020286
Tettenhall, Wolverhampton, United Kingdom | Tettenhall | Tettenhall | 52.5983 | -2.168 | United Kingdom | GB | GBR | Wolverhampton |  | 5225 | 1826684783
Tettnang, Baden-Württemberg, Germany | Tettnang | Tettnang | 47.6708 | 9.5875 | Germany | DE | DEU | Baden-Württemberg |  | 19198 | 1276775320
Tetyushi, Tatarstan, Russia | Tetyushi | Tetyushi | 54.9333 | 48.8333 | Russia | RU | RUS | Tatarstan |  | 11250 | 1643097545
Teublitz, Bavaria, Germany | Teublitz | Teublitz | 49.2208 | 12.0853 | Germany | DE | DEU | Bavaria |  | 7418 | 1276570133
Teuchern, Saxony-Anhalt, Germany | Teuchern | Teuchern | 51.1167 | 12.0167 | Germany | DE | DEU | Saxony-Anhalt |  | 8077 | 1276447300
Tevragh Zeina, Nouakchott Ouest, Mauritania | Tevragh Zeina | Tevragh Zeina | 18.0989 | -15.9885 | Mauritania | MR | MRT | Nouakchott Ouest | admin |  | 1478902195
Tewkesbury, Gloucestershire, United Kingdom | Tewkesbury | Tewkesbury | 51.99 | -2.16 | United Kingdom | GB | GBR | Gloucestershire |  | 19778 | 1826890799
Tewksbury, Massachusetts, United States | Tewksbury | Tewksbury | 42.612 | -71.2278 | United States | US | USA | Massachusetts |  | 31002 | 1840053490
Tewksbury, New Jersey, United States | Tewksbury | Tewksbury | 40.6951 | -74.7783 | United States | US | USA | New Jersey |  | 5830 | 1840081720
Texarkana, Texas, United States | Texarkana | Texarkana | 33.4487 | -94.0815 | United States | US | USA | Texas |  | 77964 | 1840021987
Texarkana, Arkansas, United States | Texarkana | Texarkana | 33.4361 | -93.996 | United States | US | USA | Arkansas |  | 29657 | 1840015708
Texas City, Texas, United States | Texas City | Texas City | 29.4128 | -94.9658 | United States | US | USA | Texas |  | 118169 | 1840022234
Texcoco, México, Mexico | Texcoco | Texcoco | 19.52 | -98.88 | Mexico | MX | MEX | México | minor | 259308 | 1484653265
Teyateyaneng, Berea, Lesotho | Teyateyaneng | Teyateyaneng | -29.15 | 27.7333 | Lesotho | LS | LSO | Berea | admin | 75115 | 1426159118
Teykovo, Ivanovskaya Oblast’, Russia | Teykovo | Teykovo | 56.85 | 40.55 | Russia | RU | RUS | Ivanovskaya Oblast’ |  | 32511 | 1643732572
Teziutlan, Puebla, Mexico | Teziutlan | Teziutlan | 19.8178 | -97.3667 | Mexico | MX | MEX | Puebla |  | 92170 | 1484709570
Tezontepec, Hidalgo, Mexico | Tezontepec | Tezontepec | 19.8833 | -98.8167 | Mexico | MX | MEX | Hidalgo | minor | 10723 | 1484120923
Tezpur, Assam, India | Tezpur | Tezpur | 26.6338 | 92.8 | India | IN | IND | Assam |  | 58851 | 1356299437
Tha Bo, Nong Khai, Thailand | Tha Bo | Tha Bo | 17.8494 | 102.5858 | Thailand | TH | THA | Nong Khai | minor | 18320 | 1764956322
Tha Mai, Chanthaburi, Thailand | Tha Mai | Tha Mai | 12.6196 | 102.0112 | Thailand | TH | THA | Chanthaburi | minor | 9843 | 1764588619
Tha Maka, Kanchanaburi, Thailand | Tha Maka | Tha Maka | 13.9499 | 99.753 | Thailand | TH | THA | Kanchanaburi | minor | 11966 | 1764775732
Thaba-Tseka, Thaba-Tseka, Lesotho | Thaba-Tseka | Thaba-Tseka | -29.5333 | 28.6 | Lesotho | LS | LSO | Thaba-Tseka | admin | 5423 | 1426611266
Thái Bình, Thái Bình, Vietnam | Thái Bình | Thai Binh | 20.4461 | 106.3422 | Vietnam | VN | VNM | Thái Bình | admin | 268167 | 1704716027
Thái Nguyên, Thái Nguyên, Vietnam | Thái Nguyên | Thai Nguyen | 21.6 | 105.85 | Vietnam | VN | VNM | Thái Nguyên | admin | 330000 | 1704613715
Thakhèk, Khammouan, Laos | Thakhèk | Thakhek | 17.4 | 104.8 | Laos | LA | LAO | Khammouan | admin | 70000 | 1418367677
Thale, Saxony-Anhalt, Germany | Thale | Thale | 51.7511 | 11.0428 | Germany | DE | DEU | Saxony-Anhalt |  | 17442 | 1276578169
Thalheim, Saxony, Germany | Thalheim | Thalheim | 50.7025 | 12.8517 | Germany | DE | DEU | Saxony |  | 6051 | 1276826807
Thalwil, Zürich, Switzerland | Thalwil | Thalwil | 47.2953 | 8.5647 | Switzerland | CH | CHE | Zürich |  | 17784 | 1756199955
Thame, Oxfordshire, United Kingdom | Thame | Thame | 51.75 | -0.97 | United Kingdom | GB | GBR | Oxfordshire |  | 11561 | 1826274943
Thames, Waikato, New Zealand | Thames | Thames | -37.1383 | 175.5375 | New Zealand | NZ | NZL | Waikato |  | 7680 | 1554802053
Thames Centre, Ontario, Canada | Thames Centre | Thames Centre | 43.03 | -81.08 | Canada | CA | CAN | Ontario |  | 13191 | 1124000993
Thames Ditton, Surrey, United Kingdom | Thames Ditton | Thames Ditton | 51.389 | -0.331 | United Kingdom | GB | GBR | Surrey |  | 6307 | 1826658204
Thāne, Mahārāshtra, India | Thāne | Thane | 19.18 | 72.9633 | India | IN | IND | Mahārāshtra |  | 1261517 | 1356681152
Thanh Hóa, Thanh Hóa, Vietnam | Thanh Hóa | Thanh Hoa | 19.8075 | 105.7764 | Vietnam | VN | VNM | Thanh Hóa | admin | 393294 | 1704016079
Thannhausen, Bavaria, Germany | Thannhausen | Thannhausen | 48.2667 | 10.4667 | Germany | DE | DEU | Bavaria |  | 6277 | 1276723132
Tharandt, Saxony, Germany | Tharandt | Tharandt | 50.9833 | 13.5808 | Germany | DE | DEU | Saxony |  | 5400 | 1276699012
Thargomindah, Queensland, Australia | Thargomindah | Thargomindah | -28 | 143.8167 | Australia | AU | AUS | Queensland |  | 270 | 1036793708
Thatcham, West Berkshire, United Kingdom | Thatcham | Thatcham | 51.405 | -1.264 | United Kingdom | GB | GBR | West Berkshire |  | 26217 | 1826803857
Thatcher, Arizona, United States | Thatcher | Thatcher | 32.832 | -109.7595 | United States | US | USA | Arizona |  | 5200 | 1840022955
Thatto Heath, St. Helens, United Kingdom | Thatto Heath | Thatto Heath | 53.4352 | -2.7481 | United Kingdom | GB | GBR | St. Helens |  | 12280 | 1826530884
The Acreage, Florida, United States | The Acreage | The Acreage | 26.7741 | -80.2779 | United States | US | USA | Florida |  | 39656 | 1840026061
The Blue Mountains, Ontario, Canada | The Blue Mountains | The Blue Mountains | 44.4833 | -80.3833 | Canada | CA | CAN | Ontario |  | 7025 | 1124000370
The Bottom, , Netherlands | The Bottom | The Bottom | 17.6265 | -63.2497 | Netherlands | NL | NLD |  | admin |  | 1528203421
The Colony, Texas, United States | The Colony | The Colony | 33.0925 | -96.8977 | United States | US | USA | Texas |  | 44438 | 1840022005
The Crossings, Florida, United States | The Crossings | The Crossings | 25.6708 | -80.4018 | United States | US | USA | Florida |  | 23558 | 1840029008
The Dalles, Oregon, United States | The Dalles | The Dalles | 45.6053 | -121.1818 | United States | US | USA | Oregon |  | 20442 | 1840021212
The Hague, Zuid-Holland, Netherlands | The Hague | The Hague | 52.08 | 4.27 | Netherlands | NL | NLD | Zuid-Holland | primary | 1406000 | 1528799905
The Hammocks, Florida, United States | The Hammocks | The Hammocks | 25.67 | -80.4483 | United States | US | USA | Florida |  | 60473 | 1840029009
The Mumbles, Swansea, United Kingdom | The Mumbles | The Mumbles | 51.573 | -3.9992 | United Kingdom | GB | GBR | Swansea |  | 16600 | 1826077083
The Nation / La Nation, Ontario, Canada | The Nation / La Nation | The Nation / La Nation | 45.35 | -75.0333 | Canada | CA | CAN | Ontario |  | 12808 | 1124001243
The Pas, Manitoba, Canada | The Pas | The Pas | 53.825 | -101.2533 | Canada | CA | CAN | Manitoba |  | 5689 | 1124755168
The Pinery, Colorado, United States | The Pinery | The Pinery | 39.4462 | -104.7591 | United States | US | USA | Colorado |  | 11754 | 1840028583
The Village, Oklahoma, United States | The Village | The Village | 35.5706 | -97.5567 | United States | US | USA | Oklahoma |  | 9564 | 1840021742
The Village of Indian Hill, Ohio, United States | The Village of Indian Hill | The Village of Indian Hill | 39.1916 | -84.3344 | United States | US | USA | Ohio |  | 5786 | 1840034360
The Villages, Florida, United States | The Villages | The Villages | 28.9021 | -81.9888 | United States | US | USA | Florida |  | 77609 | 1840014065
The Woodlands, Texas, United States | The Woodlands | The Woodlands | 30.1738 | -95.5134 | United States | US | USA | Texas |  | 109843 | 1840019585
Theodore, Alabama, United States | Theodore | Theodore | 30.5408 | -88.1884 | United States | US | USA | Alabama |  | 6483 | 1840013895
Theodore, Queensland, Australia | Theodore | Theodore | -24.95 | 150.0833 | Australia | AU | AUS | Queensland |  | 438 | 1036423364
Thermalito, California, United States | Thermalito | Thermalito | 39.4909 | -121.615 | United States | US | USA | California |  | 6704 | 1840018780
Thérmi, Kentrikí Makedonía, Greece | Thérmi | Thermi | 40.5472 | 23.0197 | Greece | GR | GRC | Kentrikí Makedonía | minor | 16004 | 1300794818
Thessaloníki, Kentrikí Makedonía, Greece | Thessaloníki | Thessaloniki | 40.6333 | 22.95 | Greece | GR | GRC | Kentrikí Makedonía | admin | 315196 | 1300397999
Thetford, Norfolk, United Kingdom | Thetford | Thetford | 52.41 | 0.74 | United Kingdom | GB | GBR | Norfolk |  | 24340 | 1826591780
Thetford Mines, Quebec, Canada | Thetford Mines | Thetford Mines | 46.1 | -71.3 | Canada | CA | CAN | Quebec |  | 25709 | 1124032181
Thiais, Île-de-France, France | Thiais | Thiais | 48.765 | 2.3923 | France | FR | FRA | Île-de-France |  | 29017 | 1250126108
Thibodaux, Louisiana, United States | Thibodaux | Thibodaux | 29.7941 | -90.8163 | United States | US | USA | Louisiana |  | 14425 | 1840015946
Thief River Falls, Minnesota, United States | Thief River Falls | Thief River Falls | 48.1112 | -96.1771 | United States | US | USA | Minnesota |  | 9147 | 1840008825
Thiells, New York, United States | Thiells | Thiells | 41.2067 | -74.0122 | United States | US | USA | New York |  | 5186 | 1840004970
Thiès, Thiès, Senegal | Thiès | Thies | 14.7833 | -16.9167 | Senegal | SN | SEN | Thiès | admin | 293001 | 1686527948
Thika, Kiambu, Kenya | Thika | Thika | -1.0396 | 37.09 | Kenya | KE | KEN | Kiambu |  | 99322 | 1404482650
Thimphu, Thimphu, Bhutan | Thimphu | Thimphu | 27.4833 | 89.6333 | Bhutan | BT | BTN | Thimphu | primary | 104000 | 1064010361
Thinadhoo, Huvadhu Atholhu Dhekunuburi, Maldives | Thinadhoo | Thinadhoo | 0.5303 | 72.9967 | Maldives | MV | MDV | Huvadhu Atholhu Dhekunuburi | admin |  | 1462781201
Thionville, Grand Est, France | Thionville | Thionville | 49.3589 | 6.1692 | France | FR | FRA | Grand Est | minor | 40701 | 1250564736
Thiruvananthapuram, Kerala, India | Thiruvananthapuram | Thiruvananthapuram | 8.5 | 76.8997 | India | IN | IND | Kerala | admin | 743691 | 1356024354
Thoen, Lampang, Thailand | Thoen | Thoen | 17.6118 | 99.216 | Thailand | TH | THA | Lampang | minor | 15360 | 1764582305
Thohoyandou, Limpopo, South Africa | Thohoyandou | Thohoyandou | -22.95 | 30.4833 | South Africa | ZA | ZAF | Limpopo |  | 69453 | 1710219075
Thomaston, Georgia, United States | Thomaston | Thomaston | 32.8908 | -84.3271 | United States | US | USA | Georgia |  | 13759 | 1840015776
Thomaston, Connecticut, United States | Thomaston | Thomaston | 41.6696 | -73.0859 | United States | US | USA | Connecticut |  | 7623 | 1840035622
Thomasville, North Carolina, United States | Thomasville | Thomasville | 35.8813 | -80.0807 | United States | US | USA | North Carolina |  | 26649 | 1840015361
Thomasville, Georgia, United States | Thomasville | Thomasville | 30.8394 | -83.9782 | United States | US | USA | Georgia |  | 24275 | 1840015893
Thompson, New York, United States | Thompson | Thompson | 41.6474 | -74.6745 | United States | US | USA | New York |  | 14946 | 1840058541
Thompson, Manitoba, Canada | Thompson | Thompson | 55.7433 | -97.8553 | Canada | CA | CAN | Manitoba |  | 13678 | 1124110693
Thompson, Connecticut, United States | Thompson | Thompson | 41.9798 | -71.8735 | United States | US | USA | Connecticut |  | 9343 | 1840035623
Thompson's Station, Tennessee, United States | Thompson's Station | Thompson's Station | 35.809 | -86.8994 | United States | US | USA | Tennessee |  | 6567 | 1840016218
Thompsonville, Connecticut, United States | Thompsonville | Thompsonville | 41.9916 | -72.5965 | United States | US | USA | Connecticut |  | 8439 | 1840003267
Thomson, Georgia, United States | Thomson | Thomson | 33.4666 | -82.4992 | United States | US | USA | Georgia |  | 8225 | 1840015703
Thônex, Genève, Switzerland | Thônex | Thonex | 46.2 | 6.2167 | Switzerland | CH | CHE | Genève |  | 14122 | 1756784451
Thongwa, Yangon, Burma | Thongwa | Thongwa | 16.7547 | 96.5193 | Burma | MM | MMR | Yangon |  | 52496 | 1104339441
Thonon-les-Bains, Auvergne-Rhône-Alpes, France | Thonon-les-Bains | Thonon-les-Bains | 46.3627 | 6.475 | France | FR | FRA | Auvergne-Rhône-Alpes | minor | 34756 | 1250907646
Thonotosassa, Florida, United States | Thonotosassa | Thonotosassa | 28.0465 | -82.291 | United States | US | USA | Florida |  | 13966 | 1840014154
Thorigny-sur-Marne, Île-de-France, France | Thorigny-sur-Marne | Thorigny-sur-Marne | 48.8788 | 2.7075 | France | FR | FRA | Île-de-France |  | 21356 | 1250601682
Thornaby on Tees, Stockton-on-Tees, United Kingdom | Thornaby on Tees | Thornaby on Tees | 54.5556 | -1.3049 | United Kingdom | GB | GBR | Stockton-on-Tees |  | 24741 | 1826706023
Thornbury, South Gloucestershire, United Kingdom | Thornbury | Thornbury | 51.6094 | -2.5249 | United Kingdom | GB | GBR | South Gloucestershire |  | 12342 | 1826096107
Thornbury, Pennsylvania, United States | Thornbury | Thornbury | 39.9182 | -75.5164 | United States | US | USA | Pennsylvania |  | 7719 | 1840142586
Thornhill, Kirklees, United Kingdom | Thornhill | Thornhill | 53.6622 | -1.6124 | United Kingdom | GB | GBR | Kirklees |  | 6875 | 1826942452
Thornton, Colorado, United States | Thornton | Thornton | 39.9197 | -104.9438 | United States | US | USA | Colorado |  | 141464 | 1840021422
Thornton, Bradford, United Kingdom | Thornton | Thornton | 53.7898 | -1.8504 | United Kingdom | GB | GBR | Bradford |  | 17276 | 1826639956
Thornton Heath, Croydon, United Kingdom | Thornton Heath | Thornton Heath | 51.4002 | -0.1086 | United Kingdom | GB | GBR | Croydon |  | 65812 | 1826002522
Thorold, Ontario, Canada | Thorold | Thorold | 43.1167 | -79.2 | Canada | CA | CAN | Ontario |  | 18801 | 1124718251
Thorpe, Surrey, United Kingdom | Thorpe | Thorpe | 51.4069 | -0.5354 | United Kingdom | GB | GBR | Surrey |  | 5465 | 1826815349
Thorpe Saint Andrew, Norfolk, United Kingdom | Thorpe Saint Andrew | Thorpe Saint Andrew | 52.6354 | 1.3431 | United Kingdom | GB | GBR | Norfolk |  | 14556 | 1826296791
Thousand Oaks, California, United States | Thousand Oaks | Thousand Oaks | 34.1914 | -118.8755 | United States | US | USA | California |  | 215029 | 1840021844
Thousand Palms, California, United States | Thousand Palms | Thousand Palms | 33.815 | -116.3545 | United States | US | USA | California |  | 7814 | 1840019291
Thrapston, Northamptonshire, United Kingdom | Thrapston | Thrapston | 52.397 | -0.538 | United Kingdom | GB | GBR | Northamptonshire |  | 6239 | 1826301791
Three Lakes, Florida, United States | Three Lakes | Three Lakes | 25.6415 | -80.4 | United States | US | USA | Florida |  | 16043 | 1840029010
Three Points, Arizona, United States | Three Points | Three Points | 32.0596 | -111.2866 | United States | US | USA | Arizona |  | 5161 | 1840019486
Three Rivers, Michigan, United States | Three Rivers | Three Rivers | 41.9465 | -85.6281 | United States | US | USA | Michigan |  | 10560 | 1840003255
Three Springs, Western Australia, Australia | Three Springs | Three Springs | -29.5333 | 115.717 | Australia | AU | AUS | Western Australia |  | 381 | 1036669084
Thủ Dầu Một, Bình Dương, Vietnam | Thủ Dầu Một | Thu Dau Mot | 11.0042 | 106.6583 | Vietnam | VN | VNM | Bình Dương | admin | 244277 | 1704890399
Thulusdhoo, Maale Atholhu, Maldives | Thulusdhoo | Thulusdhoo | 4.3742 | 73.6517 | Maldives | MV | MDV | Maale Atholhu | admin |  | 1462000004
Thum, Saxony, Germany | Thum | Thum | 50.6711 | 12.9514 | Germany | DE | DEU | Saxony |  | 5146 | 1276879643
Thun, Bern, Switzerland | Thun | Thun | 46.759 | 7.63 | Switzerland | CH | CHE | Bern | minor | 43743 | 1756018756
Thunder Bay, Ontario, Canada | Thunder Bay | Thunder Bay | 48.3822 | -89.2461 | Canada | CA | CAN | Ontario |  | 107909 | 1124398712
Thundersley, Essex, United Kingdom | Thundersley | Thundersley | 51.57 | 0.59 | United Kingdom | GB | GBR | Essex |  | 15600 | 1826836917
Thung Song, Nakhon Si Thammarat, Thailand | Thung Song | Thung Song | 8.1645 | 99.6804 | Thailand | TH | THA | Nakhon Si Thammarat | minor | 30500 | 1764422992
Thurmont, Maryland, United States | Thurmont | Thurmont | 39.621 | -77.4076 | United States | US | USA | Maryland |  | 7659 | 1840005716
Thurso, Highland, United Kingdom | Thurso | Thurso | 58.596 | -3.521 | United Kingdom | GB | GBR | Highland |  | 7933 | 1826252714
Thyolo, Thyolo, Malawi | Thyolo | Thyolo | -16.0667 | 35.1333 | Malawi | MW | MWI | Thyolo | admin | 7029 | 1454464861
Tianchang, Anhui, China | Tianchang | Tianchang | 32.6853 | 119.0041 | China | CN | CHN | Anhui | minor | 602840 | 1156770851
Tianguistengo, Hidalgo, Mexico | Tianguistengo | Tianguistengo | 20.7278 | -98.6289 | Mexico | MX | MEX | Hidalgo |  | 13478 | 1484089008
Tianjin, Tianjin, China | Tianjin | Tianjin | 39.1467 | 117.2056 | China | CN | CHN | Tianjin | admin | 10800000 | 1156174046
Tiaret, Tiaret, Algeria | Tiaret | Tiaret | 35.3667 | 1.3167 | Algeria | DZ | DZA | Tiaret | admin | 178915 | 1012785868
Tibati, Adamaoua, Cameroon | Tibati | Tibati | 6.4669 | 12.6158 | Cameroon | CM | CMR | Adamaoua |  | 72081 | 1120299131
Tiberias, Northern, Israel | Tiberias | Tiberias | 32.7897 | 35.5247 | Israel | IL | ISR | Northern |  | 44200 | 1376017086
Tibro, Västra Götaland, Sweden | Tibro | Tibro | 58.419 | 14.158 | Sweden | SE | SWE | Västra Götaland | minor | 8572 | 1752652082
Tiburon, California, United States | Tiburon | Tiburon | 37.8854 | -122.4637 | United States | US | USA | California |  | 9084 | 1840022521
Tice, Florida, United States | Tice | Tice | 26.6758 | -81.8171 | United States | US | USA | Florida |  | 5142 | 1840014219
Tichigan, Wisconsin, United States | Tichigan | Tichigan | 42.8087 | -88.215 | United States | US | USA | Wisconsin |  | 5208 | 1840006920
Tickhill, Doncaster, United Kingdom | Tickhill | Tickhill | 53.4305 | -1.1135 | United Kingdom | GB | GBR | Doncaster |  | 5228 | 1826735727
Ticul, Yucatán, Mexico | Ticul | Ticul | 20.3953 | -89.5339 | Mexico | MX | MEX | Yucatán |  | 32796 | 1484056090
Tidaholm, Västra Götaland, Sweden | Tidaholm | Tidaholm | 58.1794 | 13.9599 | Sweden | SE | SWE | Västra Götaland | minor | 8233 | 1752287671
Tidenham, Gloucestershire, United Kingdom | Tidenham | Tidenham | 51.6605 | -2.6435 | United Kingdom | GB | GBR | Gloucestershire |  | 5486 | 1826735722
Tidjikja, Tagant, Mauritania | Tidjikja | Tidjikja | 18.55 | -11.4166 | Mauritania | MR | MRT | Tagant | admin | 19981 | 1478594780
Tieli, Heilongjiang, China | Tieli | Tieli | 46.9804 | 128.045 | China | CN | CHN | Heilongjiang | minor | 390000 | 1156769379
Tieling, Liaoning, China | Tieling | Tieling | 42.2841 | 123.8365 | China | CN | CHN | Liaoning |  | 3000000 | 1156089994
Tielt, Flanders, Belgium | Tielt | Tielt | 50.9989 | 3.3258 | Belgium | BE | BEL | Flanders | minor | 20422 | 1056782112
Tierra Amarilla, Atacama, Chile | Tierra Amarilla | Tierra Amarilla | -27.48 | -70.28 | Chile | CL | CHL | Atacama |  | 12888 | 1152576362
Tierra Blanca, Guanajuato, Mexico | Tierra Blanca | Tierra Blanca | 21.1011 | -100.1578 | Mexico | MX | MEX | Guanajuato | minor | 14515 | 1484181207
Tierra Colorada, Guerrero, Mexico | Tierra Colorada | Tierra Colorada | 17.1656 | -99.5264 | Mexico | MX | MEX | Guerrero | minor | 10502 | 1484516715
Tietê, São Paulo, Brazil | Tietê | Tiete | -23.1019 | -47.715 | Brazil | BR | BRA | São Paulo |  | 40194 | 1076154000
Tiffin, Ohio, United States | Tiffin | Tiffin | 41.1165 | -83.1805 | United States | US | USA | Ohio |  | 19130 | 1840000821
Tiflet, Rabat-Salé-Kénitra, Morocco | Tiflet | Tiflet | 33.9 | -6.33 | Morocco | MA | MAR | Rabat-Salé-Kénitra |  | 86709 | 1504661999
Tifton, Georgia, United States | Tifton | Tifton | 31.4625 | -83.5205 | United States | US | USA | Georgia |  | 24466 | 1840015863
Tigard, Oregon, United States | Tigard | Tigard | 45.4237 | -122.7845 | United States | US | USA | Oregon |  | 55514 | 1840021206
Tigoa, Rennell and Bellona, Solomon Islands | Tigoa | Tigoa | -11.5531 | 160.0647 | Solomon Islands | SB | SLB | Rennell and Bellona | admin |  | 1090423471
Tijuana, Baja California, Mexico | Tijuana | Tijuana | 32.525 | -117.0333 | Mexico | MX | MEX | Baja California | minor | 2384609 | 1484708778
Ṭikāpur, Setī, Nepal | Ṭikāpur | Tikapur | 28.5 | 81.1333 | Nepal | NP | NPL | Setī |  | 56127 | 1524682413
Tikhoretsk, Krasnodarskiy Kray, Russia | Tikhoretsk | Tikhoretsk | 45.85 | 40.1167 | Russia | RU | RUS | Krasnodarskiy Kray | minor | 57771 | 1643615827
Tikhvin, Leningradskaya Oblast’, Russia | Tikhvin | Tikhvin | 59.6333 | 33.5 | Russia | RU | RUS | Leningradskaya Oblast’ |  | 58136 | 1643955290
Tikrīt, Şalāḩ ad Dīn, Iraq | Tikrīt | Tikrit | 34.6 | 43.6833 | Iraq | IQ | IRQ | Şalāḩ ad Dīn | admin | 105700 | 1368199624
Tiksi, Sakha (Yakutiya), Russia | Tiksi | Tiksi | 71.6269 | 128.835 | Russia | RU | RUS | Sakha (Yakutiya) |  | 5700 | 1643870212
Tilbury, Thurrock, United Kingdom | Tilbury | Tilbury | 51.4606 | 0.3582 | United Kingdom | GB | GBR | Thurrock |  | 12450 | 1826146136
Tilehurst, Reading, United Kingdom | Tilehurst | Tilehurst | 51.4579 | -1.0406 | United Kingdom | GB | GBR | Reading |  | 14683 | 1826145556
Tillabéri, Tillabéri, Niger | Tillabéri | Tillaberi | 14.212 | 1.4531 | Niger | NE | NER | Tillabéri | admin | 19262 | 1562317955
Tillamook, Oregon, United States | Tillamook | Tillamook | 45.4562 | -123.8331 | United States | US | USA | Oregon |  | 8328 | 1840021203
Tillicoultry, Clackmannanshire, United Kingdom | Tillicoultry | Tillicoultry | 56.153 | -3.742 | United Kingdom | GB | GBR | Clackmannanshire |  | 5900 | 1826148279
Tillmans Corner, Alabama, United States | Tillmans Corner | Tillmans Corner | 30.5818 | -88.2128 | United States | US | USA | Alabama |  | 17814 | 1840013896
Tillsonburg, Ontario, Canada | Tillsonburg | Tillsonburg | 42.8667 | -80.7333 | Canada | CA | CAN | Ontario |  | 15872 | 1124817746
Timargara, Khyber Pakhtunkhwa, Pakistan | Timargara | Timargara | 34.8281 | 71.8408 | Pakistan | PK | PAK | Khyber Pakhtunkhwa | minor | 58050 | 1586843763
Timaru, Canterbury, New Zealand | Timaru | Timaru | -44.4 | 171.25 | New Zealand | NZ | NZL | Canterbury |  | 28300 | 1554243304
Timashevsk, Krasnodarskiy Kray, Russia | Timashevsk | Timashevsk | 45.6167 | 38.9333 | Russia | RU | RUS | Krasnodarskiy Kray | minor | 51925 | 1643049653
Timbaúba, Pernambuco, Brazil | Timbaúba | Timbauba | -7.5053 | -35.3183 | Brazil | BR | BRA | Pernambuco |  | 57534 | 1076430214
Timbedgha, Hodh ech Chargui, Mauritania | Timbedgha | Timbedgha | 16.2447 | -8.1675 | Mauritania | MR | MRT | Hodh ech Chargui |  | 245 | 1478847634
Timber Pines, Florida, United States | Timber Pines | Timber Pines | 28.469 | -82.5999 | United States | US | USA | Florida |  | 5303 | 1840029088
Timberlake, Virginia, United States | Timberlake | Timberlake | 37.3167 | -79.2482 | United States | US | USA | Virginia |  | 12973 | 1840006437
Timberlane, Louisiana, United States | Timberlane | Timberlane | 29.8781 | -90.0303 | United States | US | USA | Louisiana |  | 10192 | 1840031154
Timberwood Park, Texas, United States | Timberwood Park | Timberwood Park | 29.6994 | -98.4838 | United States | US | USA | Texas |  | 25976 | 1840019651
Timbuktu, Tombouctou, Mali | Timbuktu | Timbuktu | 16.7733 | -2.9994 | Mali | ML | MLI | Tombouctou | admin | 35330 | 1466595315
Timimoun, Adrar, Algeria | Timimoun | Timimoun | 29.2365 | 0.27 | Algeria | DZ | DZA | Adrar |  | 49237 | 1012351010
Timişoara, Timiş, Romania | Timişoara | Timisoara | 45.7597 | 21.23 | Romania | RO | ROU | Timiş | admin | 319279 | 1642603121
Timmiarmiut, Kujalleq, Greenland | Timmiarmiut | Timmiarmiut | 62.5333 | -42.2167 | Greenland | GL | GRL | Kujalleq |  | 10 | 1304206491
Timmins, Ontario, Canada | Timmins | Timmins | 48.4667 | -81.3333 | Canada | CA | CAN | Ontario |  | 41788 | 1124760634
Timon, Maranhão, Brazil | Timon | Timon | -5.115 | -42.845 | Brazil | BR | BRA | Maranhão |  | 203157 | 1076758286
Timonium, Maryland, United States | Timonium | Timonium | 39.4463 | -76.6083 | United States | US | USA | Maryland |  | 10140 | 1840026624
Timperley, Trafford, United Kingdom | Timperley | Timperley | 53.387 | -2.328 | United Kingdom | GB | GBR | Trafford |  | 11061 | 1826838996
Tinaquillo, Cojedes, Venezuela | Tinaquillo | Tinaquillo | 9.9167 | -68.3 | Venezuela | VE | VEN | Cojedes | minor | 110000 | 1862118872
Tinchlik, Farg‘ona, Uzbekistan | Tinchlik | Tinchlik | 40.4264 | 71.4956 | Uzbekistan | UZ | UZB | Farg‘ona |  | 10644 | 1860903091
Tindouf, Tindouf, Algeria | Tindouf | Tindouf | 27.6742 | -8.1478 | Algeria | DZ | DZA | Tindouf | admin | 18270 | 1012450434
Tingo María, Huánuco, Peru | Tingo María | Tingo Maria | -9.3015 | -76.0361 | Peru | PE | PER | Huánuco |  | 46191 | 1604736000
Tinipuka, Papua, Indonesia | Tinipuka | Tinipuka | -4.5496 | 136.89 | Indonesia | ID | IDN | Papua |  | 26021 | 1360525797
Tinley Park, Illinois, United States | Tinley Park | Tinley Park | 41.567 | -87.805 | United States | US | USA | Illinois |  | 55773 | 1840011331
Tinnevelly, Tamil Nādu, India | Tinnevelly | Tinnevelly | 8.7289 | 77.7081 | India | IN | IND | Tamil Nādu |  | 542200 | 1356037155
Tinogasta, Catamarca, Argentina | Tinogasta | Tinogasta | -28.0666 | -67.5666 | Argentina | AR | ARG | Catamarca | minor | 587 | 1032163046
Tinton Falls, New Jersey, United States | Tinton Falls | Tinton Falls | 40.2709 | -74.0948 | United States | US | USA | New Jersey |  | 17451 | 1840001368
Tiny, Ontario, Canada | Tiny | Tiny | 44.6833 | -79.95 | Canada | CA | CAN | Ontario |  | 11787 | 1124000103
Tipasa, Tipaza, Algeria | Tipasa | Tipasa | 36.5942 | 2.443 | Algeria | DZ | DZA | Tipaza | admin | 25225 | 1012866308
Tipp City, Ohio, United States | Tipp City | Tipp City | 39.9643 | -84.1858 | United States | US | USA | Ohio |  | 10115 | 1840010507
Tipton, Dudley, United Kingdom | Tipton | Tipton | 52.5259 | -2.0751 | United Kingdom | GB | GBR | Dudley |  | 38777 | 1826072169
Tipton, Indiana, United States | Tipton | Tipton | 40.282 | -86.0422 | United States | US | USA | Indiana |  | 6348 | 1840010448
Tiptree, Essex, United Kingdom | Tiptree | Tiptree | 51.81 | 0.75 | United Kingdom | GB | GBR | Essex |  | 9182 | 1826098302
Tiquipaya, Cochabamba, Bolivia | Tiquipaya | Tiquipaya | -17.3381 | -66.2189 | Bolivia | BO | BOL | Cochabamba |  | 31264 | 1068863881
Tīrān, Eşfahān, Iran | Tīrān | Tiran | 32.7025 | 51.1536 | Iran | IR | IRN | Eşfahān | minor | 15673 | 1364233124
Tirana, Tiranë, Albania | Tirana | Tirana | 41.33 | 19.82 | Albania | AL | ALB | Tiranë | primary | 418495 | 1008162156
Tiraspol, Stînga Nistrului, Moldova | Tiraspol | Tiraspol | 46.8319 | 29.5767 | Moldova | MD | MDA | Stînga Nistrului | admin | 157000 | 1498104958
Tirat Karmel, Haifa, Israel | Tirat Karmel | Tirat Karmel | 32.7667 | 34.9667 | Israel | IL | ISR | Haifa |  | 22200 | 1376894717
Tire, İzmir, Turkey | Tire | Tire | 38.0833 | 27.7333 | Turkey | TR | TUR | İzmir | minor | 84457 | 1792346729
Tirschenreuth, Bavaria, Germany | Tirschenreuth | Tirschenreuth | 49.8789 | 12.3369 | Germany | DE | DEU | Bavaria | minor | 8707 | 1276972262
Tirupati, Andhra Pradesh, India | Tirupati | Tirupati | 13.65 | 79.42 | India | IN | IND | Andhra Pradesh |  | 287482 | 1356362995
Tiruppūr, Tamil Nādu, India | Tiruppūr | Tiruppur | 11.1075 | 77.3398 | India | IN | IND | Tamil Nādu |  | 650000 | 1356539761
Tiruvannāmalai, Tamil Nādu, India | Tiruvannāmalai | Tiruvannamalai | 12.2604 | 79.1 | India | IN | IND | Tamil Nādu |  | 138243 | 1356561184
Tišina, Tišina, Slovenia | Tišina | Tisina | 46.6556 | 16.0933 | Slovenia | SI | SVN | Tišina | admin |  | 1705811179
Tismana, Gorj, Romania | Tismana | Tismana | 45.0506 | 22.9489 | Romania | RO | ROU | Gorj |  | 7035 | 1642364959
Tišnov, Jihomoravský Kraj, Czechia | Tišnov | Tisnov | 49.3487 | 16.4244 | Czechia | CZ | CZE | Jihomoravský Kraj |  | 9258 | 1203595572
Tissemsilt, Tissemsilt, Algeria | Tissemsilt | Tissemsilt | 35.6072 | 1.8106 | Algeria | DZ | DZA | Tissemsilt | admin | 75197 | 1012743339
Tiszaföldvár, Jász-Nagykun-Szolnok, Hungary | Tiszaföldvár | Tiszafoldvar | 46.9833 | 20.25 | Hungary | HU | HUN | Jász-Nagykun-Szolnok |  | 10672 | 1348506959
Tiszafüred, Jász-Nagykun-Szolnok, Hungary | Tiszafüred | Tiszafured | 47.619 | 20.76 | Hungary | HU | HUN | Jász-Nagykun-Szolnok | minor | 10745 | 1348745006
Tiszakécske, Bács-Kiskun, Hungary | Tiszakécske | Tiszakecske | 46.9311 | 20.095 | Hungary | HU | HUN | Bács-Kiskun | minor | 11990 | 1348645870
Tiszalök, Szabolcs-Szatmár-Bereg, Hungary | Tiszalök | Tiszalok | 48.0197 | 21.3778 | Hungary | HU | HUN | Szabolcs-Szatmár-Bereg |  | 5234 | 1348623423
Tiszaújváros, Borsod-Abaúj-Zemplén, Hungary | Tiszaújváros | Tiszaujvaros | 47.9228 | 21.0519 | Hungary | HU | HUN | Borsod-Abaúj-Zemplén | minor | 15371 | 1348143264
Tiszavasvári, Szabolcs-Szatmár-Bereg, Hungary | Tiszavasvári | Tiszavasvari | 47.9511 | 21.3689 | Hungary | HU | HUN | Szabolcs-Szatmár-Bereg | minor | 12508 | 1348419818
Titāgarh, West Bengal, India | Titāgarh | Titagarh | 22.74 | 88.37 | India | IN | IND | West Bengal |  | 116541 | 1356590173
Titchfield, Hampshire, United Kingdom | Titchfield | Titchfield | 50.8491 | -1.2344 | United Kingdom | GB | GBR | Hampshire |  | 7280 | 1826908062
Titel, Titel, Serbia | Titel | Titel | 45.2 | 20.3 | Serbia | RS | SRB | Titel | admin |  | 1688633486
Titisee-Neustadt, Baden-Württemberg, Germany | Titisee-Neustadt | Titisee-Neustadt | 47.9122 | 8.2147 | Germany | DE | DEU | Baden-Württemberg |  | 12269 | 1276001947
Tittmoning, Bavaria, Germany | Tittmoning | Tittmoning | 48.0631 | 12.7669 | Germany | DE | DEU | Bavaria |  | 5798 | 1276573454
Titu, Dâmboviţa, Romania | Titu | Titu | 44.6622 | 25.5736 | Romania | RO | ROU | Dâmboviţa |  | 9658 | 1642607155
Titusville, Florida, United States | Titusville | Titusville | 28.5727 | -80.8193 | United States | US | USA | Florida |  | 57891 | 1840015962
Titusville, Pennsylvania, United States | Titusville | Titusville | 41.6273 | -79.6699 | United States | US | USA | Pennsylvania |  | 5279 | 1840000562
Tivat, Tivat, Montenegro | Tivat | Tivat | 42.43 | 18.7 | Montenegro | ME | MNE | Tivat | admin |  | 1499952005
Tiverton, Devon, United Kingdom | Tiverton | Tiverton | 50.903 | -3.488 | United Kingdom | GB | GBR | Devon |  | 19544 | 1826587697
Tiverton, Rhode Island, United States | Tiverton | Tiverton | 41.6091 | -71.1741 | United States | US | USA | Rhode Island |  | 15816 | 1840066125
Tixkokob, Yucatán, Mexico | Tixkokob | Tixkokob | 21.0022 | -89.3936 | Mexico | MX | MEX | Yucatán |  | 10968 | 1484306905
Tixtla de Guerrero, Guerrero, Mexico | Tixtla de Guerrero | Tixtla de Guerrero | 17.5667 | -99.4 | Mexico | MX | MEX | Guerrero | minor | 21720 | 1484176714
Tiyerbes, Sakha (Yakutiya), Russia | Tiyerbes | Tiyerbes | 64.3761 | 120.5469 | Russia | RU | RUS | Sakha (Yakutiya) |  | 10 | 1643794725
Tizayuca, Morelos, Mexico | Tizayuca | Tizayuca | 19.8333 | -98.9833 | Mexico | MX | MEX | Morelos | minor | 100563 | 1484244950
Tizi Ouzou, Tizi Ouzou, Algeria | Tizi Ouzou | Tizi Ouzou | 36.8 | 4.0333 | Algeria | DZ | DZA | Tizi Ouzou | admin | 144000 | 1012126997
Tizimín, Yucatán, Mexico | Tizimín | Tizimin | 21.1425 | -88.1647 | Mexico | MX | MEX | Yucatán | minor | 46971 | 1484254957
Tiznit, Souss-Massa, Morocco | Tiznit | Tiznit | 29.7104 | -9.74 | Morocco | MA | MAR | Souss-Massa |  | 57705 | 1504399838
Tlachichilco, Veracruz, Mexico | Tlachichilco | Tlachichilco | 20.6217 | -98.1994 | Mexico | MX | MEX | Veracruz | minor | 10729 | 1484876244
Tlacolula, Veracruz, Mexico | Tlacolula | Tlacolula | 20 | -97 | Mexico | MX | MEX | Veracruz |  | 23865 | 1484055571
Tlacotalpan, Veracruz, Mexico | Tlacotalpan | Tlacotalpan | 18.6167 | -95.6667 | Mexico | MX | MEX | Veracruz | minor | 8853 | 1484457323
Tlahualilo de Zaragoza, Durango, Mexico | Tlahualilo de Zaragoza | Tlahualilo de Zaragoza | 26.1167 | -103.45 | Mexico | MX | MEX | Durango | minor | 9517 | 1484368402
Tlahuelilpan, Hidalgo, Mexico | Tlahuelilpan | Tlahuelilpan | 20.1297 | -99.2286 | Mexico | MX | MEX | Hidalgo |  | 17153 | 1484009996
Tlahuiltepa, Hidalgo, Mexico | Tlahuiltepa | Tlahuiltepa | 20.9233 | -98.9497 | Mexico | MX | MEX | Hidalgo |  | 9264 | 1484500392
Tlajomulco de Zúñiga, Jalisco, Mexico | Tlajomulco de Zúñiga | Tlajomulco de Zuniga | 20.4736 | -103.4431 | Mexico | MX | MEX | Jalisco | minor | 549442 | 1484017493
Tlalmanalco, México, Mexico | Tlalmanalco | Tlalmanalco | 19.2044 | -98.8025 | Mexico | MX | MEX | México | minor | 46130 | 1484054902
Tlalnepantla, México, Mexico | Tlalnepantla | Tlalnepantla | 19.5367 | -99.1947 | Mexico | MX | MEX | México | minor | 750224 | 1484861603
Tlalnepantla, Morelos, Mexico | Tlalnepantla | Tlalnepantla | 19.01 | -99 | Mexico | MX | MEX | Morelos | minor | 7166 | 1484624789
Tlalpujahua de Rayón, México, Mexico | Tlalpujahua de Rayón | Tlalpujahua de Rayon | 19.805 | -100.1744 | Mexico | MX | MEX | México | minor | 27788 | 1484026388
Tlaltenango de Sánchez Román, Zacatecas, Mexico | Tlaltenango de Sánchez Román | Tlaltenango de Sanchez Roman | 21.7815 | -103.3059 | Mexico | MX | MEX | Zacatecas | minor | 58560 | 1484361545
Tlanalapa, Hidalgo, Mexico | Tlanalapa | Tlanalapa | 19.8167 | -98.6 | Mexico | MX | MEX | Hidalgo | minor | 8662 | 1484762044
Tlapa de Comonfort, Guerrero, Mexico | Tlapa de Comonfort | Tlapa de Comonfort | 17.5461 | -98.5764 | Mexico | MX | MEX | Guerrero | minor | 37975 | 1484110723
Tlapanaloya, Morelos, Mexico | Tlapanaloya | Tlapanaloya | 19.9358 | -99.1019 | Mexico | MX | MEX | Morelos |  | 6466 | 1484594369
Tlaquepaque, Jalisco, Mexico | Tlaquepaque | Tlaquepaque | 20.6167 | -103.3167 | Mexico | MX | MEX | Jalisco | minor | 575942 | 1484087945
Tlatlauquitepec, Puebla, Mexico | Tlatlauquitepec | Tlatlauquitepec | 19.8528 | -97.4953 | Mexico | MX | MEX | Puebla |  | 9047 | 1484482819
Tlaxcala, Tlaxcala, Mexico | Tlaxcala | Tlaxcala | 19.3191 | -98.1998 | Mexico | MX | MEX | Tlaxcala | admin | 14692 | 1484359502
Tlaxcoapan, Hidalgo, Mexico | Tlaxcoapan | Tlaxcoapan | 20.0953 | -99.22 | Mexico | MX | MEX | Hidalgo |  | 26758 | 1484883241
Tlayacapan, Morelos, Mexico | Tlayacapan | Tlayacapan | 18.9556 | -98.9811 | Mexico | MX | MEX | Morelos | minor | 14467 | 1484386110
Tlemcen, Tlemcen, Algeria | Tlemcen | Tlemcen | 34.8828 | -1.3167 | Algeria | DZ | DZA | Tlemcen | admin | 173531 | 1012978325
Tlumach, Ivano-Frankivs’ka Oblast’, Ukraine | Tlumach | Tlumach | 48.8669 | 25.0012 | Ukraine | UA | UKR | Ivano-Frankivs’ka Oblast’ | minor | 8886 | 1804009591
Tmassah, Murzuq, Libya | Tmassah | Tmassah | 26.3666 | 15.8 | Libya | LY | LBY | Murzuq |  | 500 | 1434333715
To‘rtko‘l Shahri, Qoraqalpog‘iston, Uzbekistan | To‘rtko‘l Shahri | To`rtko`l Shahri | 41.55 | 61 | Uzbekistan | UZ | UZB | Qoraqalpog‘iston | minor | 50800 | 1860966455
Toamasina, Toamasina, Madagascar | Toamasina | Toamasina | -18.1492 | 49.4023 | Madagascar | MG | MDG | Toamasina | admin | 225116 | 1450540529
Toba, Mie, Japan | Toba | Toba | 34.4813 | 136.8434 | Japan | JP | JPN | Mie |  | 17907 | 1392068005
Toba Tek Singh, Punjab, Pakistan | Toba Tek Singh | Toba Tek Singh | 30.9667 | 72.4833 | Pakistan | PK | PAK | Punjab | minor | 75943 | 1586875835
Tobatí, Cordillera, Paraguay | Tobatí | Tobati | -25.26 | -57.0814 | Paraguay | PY | PRY | Cordillera |  | 23295 | 1600471923
Tobe, Ehime, Japan | Tobe | Tobe | 33.7492 | 132.7922 | Japan | JP | JPN | Ehime |  | 20653 | 1392744694
Tōbetsu, Hokkaidō, Japan | Tōbetsu | Tobetsu | 43.2239 | 141.5172 | Japan | JP | JPN | Hokkaidō |  | 15895 | 1392723776
Tobolsk, Tyumenskaya Oblast’, Russia | Tobolsk | Tobolsk | 58.1953 | 68.2581 | Russia | RU | RUS | Tyumenskaya Oblast’ |  | 98886 | 1643201261
Tobruk, Al Buţnān, Libya | Tobruk | Tobruk | 32.0833 | 23.95 | Libya | LY | LBY | Al Buţnān | admin | 135832 | 1434068493
Tobyhanna, Pennsylvania, United States | Tobyhanna | Tobyhanna | 41.1113 | -75.5211 | United States | US | USA | Pennsylvania |  | 8444 | 1840035224
Tobyl, Qostanay, Kazakhstan | Tobyl | Tobyl | 52.698 | 62.5749 | Kazakhstan | KZ | KAZ | Qostanay |  | 7155 | 1398858827
Tocache Nuevo, San Martín, Peru | Tocache Nuevo | Tocache Nuevo | -8.1886 | -76.5103 | Peru | PE | PER | San Martín |  | 29029 | 1604060187
Tocantinópolis, Tocantins, Brazil | Tocantinópolis | Tocantinopolis | -6.3196 | -47.42 | Brazil | BR | BRA | Tocantins |  | 8750 | 1076917053
Tocantins, Minas Gerais, Brazil | Tocantins | Tocantins | -21.175 | -43.0178 | Brazil | BR | BRA | Minas Gerais |  | 15823 | 1076558658
Toccoa, Georgia, United States | Toccoa | Toccoa | 34.5807 | -83.3256 | United States | US | USA | Georgia |  | 10647 | 1840015551
Tochigi, Tochigi, Japan | Tochigi | Tochigi | 36.3824 | 139.7341 | Japan | JP | JPN | Tochigi |  | 155714 | 1392660923
Tocoa, Colón, Honduras | Tocoa | Tocoa | 15.6833 | -86 | Honduras | HN | HND | Colón |  | 46900 | 1340024758
Toconao, Antofagasta, Chile | Toconao | Toconao | -23.1829 | -68.0166 | Chile | CL | CHL | Antofagasta |  | 378 | 1152732862
Tocopilla, Antofagasta, Chile | Tocopilla | Tocopilla | -22.0941 | -70.201 | Chile | CL | CHL | Antofagasta | minor | 24460 | 1152050254
Tocuyito, Carabobo, Venezuela | Tocuyito | Tocuyito | 10.0889 | -68.0922 | Venezuela | VE | VEN | Carabobo | minor | 197446 | 1862659974
Todmorden, Calderdale, United Kingdom | Todmorden | Todmorden | 53.713 | -2.096 | United Kingdom | GB | GBR | Calderdale |  | 15481 | 1826615743
Todos Santos, Baja California Sur, Mexico | Todos Santos | Todos Santos | 23.4486 | -110.2233 | Mexico | MX | MEX | Baja California Sur |  | 6485 | 1484568659
Tofol, Kosrae, Micronesia, Federated States Of | Tofol | Tofol | 5.3261 | 163.0083 | Micronesia, Federated States Of | FM | FSM | Kosrae | admin |  | 1583000000
Toftir, , Faroe Islands | Toftir | Toftir | 62.0978 | -6.7369 | Faroe Islands | FO | FRO |  | admin |  | 1234200740
Tōgane, Chiba, Japan | Tōgane | Togane | 35.56 | 140.3661 | Japan | JP | JPN | Chiba |  | 58686 | 1392535901
Töging am Inn, Bavaria, Germany | Töging am Inn | Toging am Inn | 48.272 | 12.6059 | Germany | DE | DEU | Bavaria |  | 9291 | 1276814406
Togitsu, Nagasaki, Japan | Togitsu | Togitsu | 32.8289 | 129.8486 | Japan | JP | JPN | Nagasaki |  | 29375 | 1392037686
Toguchin, Novosibirskaya Oblast’, Russia | Toguchin | Toguchin | 55.2333 | 84.3833 | Russia | RU | RUS | Novosibirskaya Oblast’ |  | 21064 | 1643095919
Toijala, Pirkanmaa, Finland | Toijala | Toijala | 61.1667 | 23.8681 | Finland | FI | FIN | Pirkanmaa | minor | 17043 | 1246702356
Tōkamachi, Niigata, Japan | Tōkamachi | Tokamachi | 37.1275 | 138.7557 | Japan | JP | JPN | Niigata |  | 50754 | 1392044124
Tokār, Red Sea, Sudan | Tokār | Tokar | 18.4333 | 37.7333 | Sudan | SD | SDN | Red Sea |  | 73202 | 1729512860
Tokat, Tokat, Turkey | Tokat | Tokat | 40.3097 | 36.5542 | Turkey | TR | TUR | Tokat | admin | 201294 | 1792534905
Toki, Gifu, Japan | Toki | Toki | 35.3525 | 137.1833 | Japan | JP | JPN | Gifu |  | 56133 | 1392224930
Tokmak, Zaporiz’ka Oblast’, Ukraine | Tokmak | Tokmak | 47.2514 | 35.7058 | Ukraine | UA | UKR | Zaporiz’ka Oblast’ | minor | 31016 | 1804494597
Tokmok, Chüy, Kyrgyzstan | Tokmok | Tokmok | 42.839 | 75.291 | Kyrgyzstan | KG | KGZ | Chüy |  | 53231 | 1417875875
Tököl, Pest, Hungary | Tököl | Tokol | 47.3219 | 18.9619 | Hungary | HU | HUN | Pest |  | 10116 | 1348214866
Tokoname, Aichi, Japan | Tokoname | Tokoname | 34.8833 | 136.8333 | Japan | JP | JPN | Aichi |  | 57814 | 1392719168
Tokoroa, Waikato, New Zealand | Tokoroa | Tokoroa | -38.22 | 175.872 | New Zealand | NZ | NZL | Waikato |  | 13650 | 1554951529
Tokorozawa, Saitama, Japan | Tokorozawa | Tokorozawa | 35.7994 | 139.4689 | Japan | JP | JPN | Saitama |  | 341409 | 1392340764
Toktogul, Jalal-Abad, Kyrgyzstan | Toktogul | Toktogul | 41.8826 | 72.9372 | Kyrgyzstan | KG | KGZ | Jalal-Abad | minor | 26115 | 1417791878
Tokushima, Tokushima, Japan | Tokushima | Tokushima | 34.0667 | 134.55 | Japan | JP | JPN | Tokushima | admin | 255167 | 1392795984
Tokyo, Tōkyō, Japan | Tokyo | Tokyo | 35.6897 | 139.6922 | Japan | JP | JPN | Tōkyō | primary | 37977000 | 1392685764
Tôlan̈aro, Toliara, Madagascar | Tôlan̈aro | Tolanaro | -25.0333 | 46.9833 | Madagascar | MG | MDG | Toliara | minor | 16818 | 1450217836
Tolcayuca, Morelos, Mexico | Tolcayuca | Tolcayuca | 19.95 | -98.9167 | Mexico | MX | MEX | Morelos | minor | 11746 | 1484403443
Töle Bī, Zhambyl, Kazakhstan | Töle Bī | Tole Bi | 43.6808 | 73.7628 | Kazakhstan | KZ | KAZ | Zhambyl |  | 19551 | 1398035809
Toledo, Ohio, United States | Toledo | Toledo | 41.6639 | -83.5822 | United States | US | USA | Ohio |  | 482111 | 1840000572
Toledo, Cebu, Philippines | Toledo | Toledo | 10.3833 | 123.65 | Philippines | PH | PHL | Cebu |  | 170335 | 1608665464
Toledo, Castille-La Mancha, Spain | Toledo | Toledo | 39.867 | -4.0167 | Spain | ES | ESP | Castille-La Mancha | admin | 74632 | 1724171411
Toliara, Toliara, Madagascar | Toliara | Toliara | -23.35 | 43.6667 | Madagascar | MG | MDG | Toliara | admin | 115319 | 1450593748
Tolland, Connecticut, United States | Tolland | Tolland | 41.8786 | -72.3648 | United States | US | USA | Connecticut |  | 14766 | 1840004762
Tolleson, Arizona, United States | Tolleson | Tolleson | 33.4484 | -112.2561 | United States | US | USA | Arizona |  | 7372 | 1840021943
Tolmin, Tolmin, Slovenia | Tolmin | Tolmin | 46.1864 | 13.7361 | Slovenia | SI | SVN | Tolmin | admin |  | 1705602247
Tolna, Tolna, Hungary | Tolna | Tolna | 46.4167 | 18.7833 | Hungary | HU | HUN | Tolna | minor | 10987 | 1348510202
Toltén, Araucanía, Chile | Toltén | Tolten | -39.2166 | -73.2123 | Chile | CL | CHL | Araucanía |  | 2293 | 1152450943
Toluca, México, Mexico | Toluca | Toluca | 19.2925 | -99.6569 | Mexico | MX | MEX | México | admin | 819561 | 1484124846
Tolyatti, Samarskaya Oblast’, Russia | Tolyatti | Tolyatti | 53.5167 | 49.4167 | Russia | RU | RUS | Samarskaya Oblast’ |  | 707408 | 1643256295
Tom Price, Western Australia, Australia | Tom Price | Tom Price | -22.6939 | 117.795 | Australia | AU | AUS | Western Australia |  | 3005 | 1036464109
Tōma, Hokkaidō, Japan | Tōma | Toma | 43.8281 | 142.5083 | Japan | JP | JPN | Hokkaidō |  | 6441 | 1392468609
Tomah, Wisconsin, United States | Tomah | Tomah | 43.9879 | -90.4999 | United States | US | USA | Wisconsin |  | 9303 | 1840002566
Tomar, Santarém, Portugal | Tomar | Tomar | 39.6 | -8.4167 | Portugal | PT | PRT | Santarém | minor | 40677 | 1620168091
Tomaž pri Ormožu, Sveti Tomaž, Slovenia | Tomaž pri Ormožu | Tomaz pri Ormozu | 46.4842 | 16.0836 | Slovenia | SI | SVN | Sveti Tomaž | admin |  | 1705837424
Tomball, Texas, United States | Tomball | Tomball | 30.0951 | -95.6194 | United States | US | USA | Texas |  | 11778 | 1840022203
Tombos, Minas Gerais, Brazil | Tombos | Tombos | -20.9047 | -42.0228 | Brazil | BR | BRA | Minas Gerais |  | 9537 | 1076473026
Tômbua, Namibe, Angola | Tômbua | Tombua | -15.8 | 11.85 | Angola | AO | AGO | Namibe |  | 90000 | 1024489244
Tomé, Biobío, Chile | Tomé | Tome | -36.6171 | -72.9575 | Chile | CL | CHL | Biobío |  | 42312 | 1152166653
Tomigusuku, Okinawa, Japan | Tomigusuku | Tomigusuku | 26.1772 | 127.6811 | Japan | JP | JPN | Okinawa |  | 63700 | 1392091635
Tomioka, Gunma, Japan | Tomioka | Tomioka | 36.26 | 138.89 | Japan | JP | JPN | Gunma |  | 47648 | 1392639316
Tomisato, Chiba, Japan | Tomisato | Tomisato | 35.7267 | 140.3431 | Japan | JP | JPN | Chiba |  | 49868 | 1392179230
Tomislavgrad, Bosnia and Herzegovina, Federation of, Bosnia And Herzegovina | Tomislavgrad | Tomislavgrad | 43.7135 | 17.2266 | Bosnia And Herzegovina | BA | BIH | Bosnia and Herzegovina, Federation of | minor | 5760 | 1070139386
Tomiya, Miyagi, Japan | Tomiya | Tomiya | 38.4 | 140.8953 | Japan | JP | JPN | Miyagi |  | 51889 | 1392996342
Tommot, Sakha (Yakutiya), Russia | Tommot | Tommot | 58.9667 | 126.2667 | Russia | RU | RUS | Sakha (Yakutiya) |  | 6935 | 1643466057
Tomohon, Sulawesi Utara, Indonesia | Tomohon | Tomohon | 1.3244 | 124.8225 | Indonesia | ID | IDN | Sulawesi Utara | minor | 96411 | 1360014714
Toms River, New Jersey, United States | Toms River | Toms River | 39.9895 | -74.1654 | United States | US | USA | New Jersey |  | 91706 | 1840081605
Tomsk, Tomskaya Oblast’, Russia | Tomsk | Tomsk | 56.4886 | 84.9522 | Russia | RU | RUS | Tomskaya Oblast’ | admin | 572740 | 1643258928
Tonalá, Jalisco, Mexico | Tonalá | Tonala | 20.6167 | -103.2333 | Mexico | MX | MEX | Jalisco | minor | 374258 | 1484750897
Tonalá, Chiapas, Mexico | Tonalá | Tonala | 16.0894 | -93.7514 | Mexico | MX | MEX | Chiapas | minor | 35322 | 1484944309
Tonami, Toyama, Japan | Tonami | Tonami | 36.65 | 136.9667 | Japan | JP | JPN | Toyama |  | 48116 | 1392414671
Tonantins, Amazonas, Brazil | Tonantins | Tonantins | -2.8731 | -67.8022 | Brazil | BR | BRA | Amazonas |  | 4561 | 1076820908
Tonawanda, New York, United States | Tonawanda | Tonawanda | 43.0105 | -78.8805 | United States | US | USA | New York |  | 14745 | 1840004381
Tonbridge, Kent, United Kingdom | Tonbridge | Tonbridge | 51.1987 | 0.2764 | United Kingdom | GB | GBR | Kent |  | 40356 | 1826806502
Tondabayashichō, Ōsaka, Japan | Tondabayashichō | Tondabayashicho | 34.4992 | 135.5972 | Japan | JP | JPN | Ōsaka |  | 110132 | 1392173163
Tonganoxie, Kansas, United States | Tonganoxie | Tonganoxie | 39.1083 | -95.0829 | United States | US | USA | Kansas |  | 5522 | 1840010661
Tongchuan, Shaanxi, China | Tongchuan | Tongchuan | 34.9057 | 108.9422 | China | CN | CHN | Shaanxi | minor | 835600 | 1156849608
Tongchuanshi, Shaanxi, China | Tongchuanshi | Tongchuanshi | 35.08 | 109.03 | China | CN | CHN | Shaanxi |  | 282258 | 1156606433
Tongjin, Gyeonggi, Korea, South | Tongjin | Tongjin | 37.2361 | 127.2011 | Korea, South | KR | KOR | Gyeonggi |  | 971327 | 1410160862
Tongliao, Inner Mongolia, China | Tongliao | Tongliao | 43.6172 | 122.264 | China | CN | CHN | Inner Mongolia | minor | 3094600 | 1156358686
Tongren, Guizhou, China | Tongren | Tongren | 27.7233 | 109.1885 | China | CN | CHN | Guizhou |  | 3093204 | 1156803442
Tongshan, Jiangsu, China | Tongshan | Tongshan | 34.261 | 117.1859 | China | CN | CHN | Jiangsu | minor | 8669000 | 1156241678
Tongyangdao, Inner Mongolia, China | Tongyangdao | Tongyangdao | 41.7676 | 109.9711 | China | CN | CHN | Inner Mongolia | minor | 27476 | 1156031592
Tönisvorst, North Rhine-Westphalia, Germany | Tönisvorst | Tonisvorst | 51.3208 | 6.4931 | Germany | DE | DEU | North Rhine-Westphalia |  | 29306 | 1276126819
Tonk, Rājasthān, India | Tonk | Tonk | 26.1505 | 75.79 | India | IN | IND | Rājasthān |  | 181734 | 1356991408
Tōno, Iwate, Japan | Tōno | Tono | 39.3275 | 141.5336 | Japan | JP | JPN | Iwate |  | 25974 | 1392078638
Tonoshō, Kagawa, Japan | Tonoshō | Tonosho | 34.4805 | 134.1702 | Japan | JP | JPN | Kagawa |  | 13078 | 1392016671
Tønsberg, Vestfold, Norway | Tønsberg | Tonsberg | 59.2981 | 10.4236 | Norway | NO | NOR | Vestfold | minor | 56293 | 1578658467
Tonyrefail, Rhondda Cynon Taff, United Kingdom | Tonyrefail | Tonyrefail | 51.584 | -3.4306 | United Kingdom | GB | GBR | Rhondda Cynon Taff |  | 12301 | 1826868989
Tooele, Utah, United States | Tooele | Tooele | 40.5393 | -112.3082 | United States | US | USA | Utah |  | 35392 | 1840021356
Toowoomba, Queensland, Australia | Toowoomba | Toowoomba | -27.5667 | 151.95 | Australia | AU | AUS | Queensland |  | 136861 | 1036765315
Topanga, California, United States | Topanga | Topanga | 34.0964 | -118.6053 | United States | US | USA | California |  | 7449 | 1840025006
Topeka, Kansas, United States | Topeka | Topeka | 39.0346 | -95.6955 | United States | US | USA | Kansas | admin | 147458 | 1840001621
Topki, Kemerovskaya Oblast’, Russia | Topki | Topki | 55.2833 | 85.6167 | Russia | RU | RUS | Kemerovskaya Oblast’ |  | 27860 | 1643475451
Topola, Topola, Serbia | Topola | Topola | 44.2525 | 20.6761 | Serbia | RS | SRB | Topola | admin |  | 1688000008
Topoľčany, Nitriansky, Slovakia | Topoľčany | Topol'cany | 48.55 | 18.1833 | Slovakia | SK | SVK | Nitriansky | minor | 25492 | 1703972339
Topolobampo, Sinaloa, Mexico | Topolobampo | Topolobampo | 25.6056 | -109.05 | Mexico | MX | MEX | Sinaloa |  | 6361 | 1484652048
Topoloveni, Argeş, Romania | Topoloveni | Topoloveni | 44.8069 | 25.0839 | Romania | RO | ROU | Argeş |  | 10219 | 1642642782
Topolovgrad, Haskovo, Bulgaria | Topolovgrad | Topolovgrad | 42.0842 | 26.3375 | Bulgaria | BG | BGR | Haskovo |  | 5659 | 1100686772
Toppenish, Washington, United States | Toppenish | Toppenish | 46.3806 | -120.3123 | United States | US | USA | Washington |  | 14284 | 1840021151
Toprakkale, Osmaniye, Turkey | Toprakkale | Toprakkale | 37.0639 | 36.1469 | Turkey | TR | TUR | Osmaniye | minor | 20127 | 1792333084
Topsfield, Massachusetts, United States | Topsfield | Topsfield | 42.6373 | -70.9425 | United States | US | USA | Massachusetts |  | 6551 | 1840053541
Topsham, Maine, United States | Topsham | Topsham | 43.9615 | -69.9588 | United States | US | USA | Maine |  | 8763 | 1840053028
Torbalı, İzmir, Turkey | Torbalı | Torbali | 38.1619 | 27.3583 | Turkey | TR | TUR | İzmir | minor | 178772 | 1792319298
Torbat-e Ḩeydarīyeh, Khorāsān-e Raẕavī, Iran | Torbat-e Ḩeydarīyeh | Torbat-e Heydariyeh | 35.2739 | 59.2194 | Iran | IR | IRN | Khorāsān-e Raẕavī | minor | 140019 | 1364398113
Torbat-e Jām, Khorāsān-e Raẕavī, Iran | Torbat-e Jām | Torbat-e Jam | 35.2439 | 60.6225 | Iran | IR | IRN | Khorāsān-e Raẕavī | minor | 100449 | 1364064948
Torbay, Newfoundland and Labrador, Canada | Torbay | Torbay | 47.65 | -52.7333 | Canada | CA | CAN | Newfoundland and Labrador |  | 7899 | 1124406642
Torcy, Île-de-France, France | Torcy | Torcy | 48.8502 | 2.6508 | France | FR | FRA | Île-de-France | minor | 22568 | 1250780004
Toretsk, Donets’ka Oblast’, Ukraine | Toretsk | Toretsk | 48.4 | 37.8333 | Ukraine | UA | UKR | Donets’ka Oblast’ |  | 34378 | 1804980684
Torgau, Saxony, Germany | Torgau | Torgau | 51.5603 | 13.0056 | Germany | DE | DEU | Saxony | minor | 20065 | 1276804920
Torgelow, Mecklenburg-Western Pomerania, Germany | Torgelow | Torgelow | 53.6167 | 14 | Germany | DE | DEU | Mecklenburg-Western Pomerania |  | 9153 | 1276888250
Torghay, Qostanay, Kazakhstan | Torghay | Torghay | 49.626 | 63.499 | Kazakhstan | KZ | KAZ | Qostanay |  | 5277 | 1398845535
Toride, Ibaraki, Japan | Toride | Toride | 35.9114 | 140.0503 | Japan | JP | JPN | Ibaraki |  | 104667 | 1392922950
Torihama, Fukui, Japan | Torihama | Torihama | 35.6006 | 135.9406 | Japan | JP | JPN | Fukui |  | 9230 | 1392000087
Torit, Eastern Equatoria, South Sudan | Torit | Torit | 4.4167 | 32.5667 | South Sudan | SS | SSD | Eastern Equatoria | admin | 17957 | 1728698486
Tornaľa, Banskobystrický, Slovakia | Tornaľa | Tornal'a | 48.4167 | 20.3333 | Slovakia | SK | SVK | Banskobystrický |  | 7252 | 1703238478
Tornesch, Schleswig-Holstein, Germany | Tornesch | Tornesch | 53.7 | 9.7167 | Germany | DE | DEU | Schleswig-Holstein |  | 13779 | 1276106363
Tornio, Lappi, Finland | Tornio | Tornio | 65.8486 | 24.1472 | Finland | FI | FIN | Lappi | minor | 21928 | 1246209112
Törökbálint, Pest, Hungary | Törökbálint | Torokbalint | 47.4356 | 18.9156 | Hungary | HU | HUN | Pest |  | 13655 | 1348719921
Törökszentmiklós, Jász-Nagykun-Szolnok, Hungary | Törökszentmiklós | Torokszentmiklos | 47.1833 | 20.4167 | Hungary | HU | HUN | Jász-Nagykun-Szolnok | minor | 19890 | 1348803732
Toronto, Ontario, Canada | Toronto | Toronto | 43.7417 | -79.3733 | Canada | CA | CAN | Ontario |  | 5429524 | 1124279679
Toropets, Tverskaya Oblast’, Russia | Toropets | Toropets | 56.5 | 31.6333 | Russia | RU | RUS | Tverskaya Oblast’ |  | 12048 | 1643009626
Tororo, Tororo, Uganda | Tororo | Tororo | 0.6928 | 34.1808 | Uganda | UG | UGA | Tororo | admin | 150000 | 1800214991
Torpoint, Cornwall, United Kingdom | Torpoint | Torpoint | 50.376 | -4.205 | United Kingdom | GB | GBR | Cornwall |  | 8364 | 1826843496
Torquay, Torbay, United Kingdom | Torquay | Torquay | 50.47 | -3.53 | United Kingdom | GB | GBR | Torbay |  | 65245 | 1826982921
Torquay, Victoria, Australia | Torquay | Torquay | -38.3333 | 144.3167 | Australia | AU | AUS | Victoria |  | 13258 | 1036765457
Torrance, California, United States | Torrance | Torrance | 33.8346 | -118.3417 | United States | US | USA | California |  | 143592 | 1840021873
Torre de Moncorvo, Bragança, Portugal | Torre de Moncorvo | Torre de Moncorvo | 41.2 | -7.1333 | Portugal | PT | PRT | Bragança | minor | 8572 | 1620001140
Torre del Mar, Andalusia, Spain | Torre del Mar | Torre del Mar | 36.75 | -4.1 | Spain | ES | ESP | Andalusia |  | 22168 | 1724657999
Torrelavega, Cantabria, Spain | Torrelavega | Torrelavega | 43.3531 | -4.0458 | Spain | ES | ESP | Cantabria |  | 51494 | 1724275022
Torreón, Coahuila de Zaragoza, Mexico | Torreón | Torreon | 25.5394 | -103.4486 | Mexico | MX | MEX | Coahuila de Zaragoza | minor | 679288 | 1484215762
Torres Novas, Santarém, Portugal | Torres Novas | Torres Novas | 39.4833 | -8.5333 | Portugal | PT | PRT | Santarém | minor | 36717 | 1620693421
Torres Vedras, Lisboa, Portugal | Torres Vedras | Torres Vedras | 39.0833 | -9.2667 | Portugal | PT | PRT | Lisboa | minor | 79465 | 1620003589
Torrington, Connecticut, United States | Torrington | Torrington | 41.8349 | -73.1281 | United States | US | USA | Connecticut |  | 40003 | 1840004770
Torrington, Wyoming, United States | Torrington | Torrington | 42.0658 | -104.1623 | United States | US | USA | Wyoming |  | 7289 | 1840021302
Torrinha, São Paulo, Brazil | Torrinha | Torrinha | -22.4258 | -48.1689 | Brazil | BR | BRA | São Paulo |  | 9846 | 1076302345
Torrisholme, Lancashire, United Kingdom | Torrisholme | Torrisholme | 54.066 | -2.83 | United Kingdom | GB | GBR | Lancashire |  | 6755 | 1826182736
Tórshavn, , Faroe Islands | Tórshavn | Torshavn | 62 | -6.7833 | Faroe Islands | FO | FRO |  |  | 13326 | 1234904517
Torton, Worcestershire, United Kingdom | Torton | Torton | 52.4522 | -2.1606 | United Kingdom | GB | GBR | Worcestershire |  | 11841 | 1826331260
Toruń, Kujawsko-Pomorskie, Poland | Toruń | Torun | 53.0167 | 18.6167 | Poland | PL | POL | Kujawsko-Pomorskie | admin | 202521 | 1616267221
Torzhok, Tverskaya Oblast’, Russia | Torzhok | Torzhok | 57.0333 | 34.9667 | Russia | RU | RUS | Tverskaya Oblast’ |  | 45641 | 1643710105
Tosagua, Manabí, Ecuador | Tosagua | Tosagua | -0.7864 | -80.2342 | Ecuador | EC | ECU | Manabí |  | 10751 | 1218293218
Tosno, Leningradskaya Oblast’, Russia | Tosno | Tosno | 59.54 | 30.8775 | Russia | RU | RUS | Leningradskaya Oblast’ |  | 37509 | 1643457782
Tótkomlós, Békés, Hungary | Tótkomlós | Totkomlos | 46.4169 | 20.7328 | Hungary | HU | HUN | Békés |  | 5995 | 1348119630
Totma, Vologodskaya Oblast’, Russia | Totma | Totma | 59.9833 | 42.7667 | Russia | RU | RUS | Vologodskaya Oblast’ |  | 9805 | 1643361608
Totnes, Devon, United Kingdom | Totnes | Totnes | 50.432 | -3.684 | United Kingdom | GB | GBR | Devon |  | 8076 | 1826061912
Totness, Coronie, Suriname | Totness | Totness | 5.8904 | -56.32 | Suriname | SR | SUR | Coronie | admin | 1685 | 1740738832
Totolapan, Morelos, Mexico | Totolapan | Totolapan | 18.9869 | -98.9197 | Mexico | MX | MEX | Morelos | minor | 10790 | 1484963370
Toton, Derbyshire, United Kingdom | Toton | Toton | 52.907 | -1.254 | United Kingdom | GB | GBR | Derbyshire |  | 8238 | 1826247369
Totonicapán, Totonicapán, Guatemala | Totonicapán | Totonicapan | 14.9108 | -91.3606 | Guatemala | GT | GTM | Totonicapán | admin | 96392 | 1320223386
Totontepec Villa de Morelos, Oaxaca, Mexico | Totontepec Villa de Morelos | Totontepec Villa de Morelos | 17.2567 | -96.0269 | Mexico | MX | MEX | Oaxaca | minor | 5361 | 1484058603
Totowa, New Jersey, United States | Totowa | Totowa | 40.9039 | -74.2213 | United States | US | USA | New Jersey |  | 10792 | 1840000839
Tottenham, Haringey, United Kingdom | Tottenham | Tottenham | 51.588 | -0.072 | United Kingdom | GB | GBR | Haringey |  | 129237 | 1826538674
Totteridge, Barnet, United Kingdom | Totteridge | Totteridge | 51.6354 | -0.2 | United Kingdom | GB | GBR | Barnet |  | 15159 | 1826812709
Tottington, Bury, United Kingdom | Tottington | Tottington | 53.613 | -2.339 | United Kingdom | GB | GBR | Bury |  | 9783 | 1826671512
Tottori, Tottori, Japan | Tottori | Tottori | 35.5011 | 134.235 | Japan | JP | JPN | Tottori |  | 188740 | 1392416969
Touba, Woroba, Côte D’Ivoire | Touba | Touba | 8.2833 | -7.6833 | Côte D’Ivoire | CI | CIV | Woroba | minor | 31844 | 1384485647
Tougan, Boucle du Mouhoun, Burkina Faso | Tougan | Tougan | 13.069 | -3.07 | Burkina Faso | BF | BFA | Boucle du Mouhoun | minor | 17590 | 1854407539
Touggourt, Ouargla, Algeria | Touggourt | Touggourt | 33.1 | 6.0667 | Algeria | DZ | DZA | Ouargla |  | 143270 | 1012546670
Tougué, Labé, Guinea | Tougué | Tougue | 11.44 | -11.67 | Guinea | GN | GIN | Labé | minor | 25531 | 1324920258
Toulon, Provence-Alpes-Côte d’Azur, France | Toulon | Toulon | 43.1258 | 5.9306 | France | FR | FRA | Provence-Alpes-Côte d’Azur | minor | 171953 | 1250541629
Toulouse, Occitanie, France | Toulouse | Toulouse | 43.6045 | 1.444 | France | FR | FRA | Occitanie | admin | 968638 | 1250258110
Toumodi, Lacs, Côte D’Ivoire | Toumodi | Toumodi | 6.552 | -5.019 | Côte D’Ivoire | CI | CIV | Lacs | minor | 39005 | 1384416676
Tourcoing, Hauts-de-France, France | Tourcoing | Tourcoing | 50.7239 | 3.1612 | France | FR | FRA | Hauts-de-France |  | 97368 | 1250711716
Tournavista, Huánuco, Peru | Tournavista | Tournavista | -8.9322 | -74.7052 | Peru | PE | PER | Huánuco |  | 511 | 1604006133
Tournefeuille, Occitanie, France | Tournefeuille | Tournefeuille | 43.5853 | 1.3442 | France | FR | FRA | Occitanie |  | 26962 | 1250628309
Tours, Centre-Val de Loire, France | Tours | Tours | 47.2436 | 0.6892 | France | FR | FRA | Centre-Val de Loire | minor | 135787 | 1250635972
Tovuz, Tovuz, Azerbaijan | Tovuz | Tovuz | 40.9864 | 45.6275 | Azerbaijan | AZ | AZE | Tovuz | admin | 13700 | 1031405942
Towamencin, Pennsylvania, United States | Towamencin | Towamencin | 40.2417 | -75.3387 | United States | US | USA | Pennsylvania |  | 18273 | 1840152389
Towcester, Northamptonshire, United Kingdom | Towcester | Towcester | 52.13 | -0.99 | United Kingdom | GB | GBR | Northamptonshire |  | 9252 | 1826221011
Town and Country, Missouri, United States | Town and Country | Town and Country | 38.6317 | -90.479 | United States | US | USA | Missouri |  | 11109 | 1840010738
Town 'n' Country, Florida, United States | Town 'n' Country | Town 'n' Country | 28.0108 | -82.576 | United States | US | USA | Florida |  | 85620 | 1840029089
Townsend, Massachusetts, United States | Townsend | Townsend | 42.6671 | -71.7115 | United States | US | USA | Massachusetts |  | 9455 | 1840053491
Townsville, Queensland, Australia | Townsville | Townsville | -19.2564 | 146.8183 | Australia | AU | AUS | Queensland |  | 180820 | 1036500020
Towson, Maryland, United States | Towson | Towson | 39.3944 | -76.619 | United States | US | USA | Maryland |  | 58347 | 1840005695
Tōya, Hokkaidō, Japan | Tōya | Toya | 42.5514 | 140.7644 | Japan | JP | JPN | Hokkaidō |  | 8742 | 1392273720
Toyama, Toyama, Japan | Toyama | Toyama | 36.7 | 137.22 | Japan | JP | JPN | Toyama | admin | 415816 | 1392000560
Toyoake, Aichi, Japan | Toyoake | Toyoake | 35.0625 | 137.0089 | Japan | JP | JPN | Aichi |  | 69448 | 1392203165
Toyohashi, Aichi, Japan | Toyohashi | Toyohashi | 34.7667 | 137.3833 | Japan | JP | JPN | Aichi |  | 373234 | 1392482960
Toyokawa, Aichi, Japan | Toyokawa | Toyokawa | 34.8268 | 137.3759 | Japan | JP | JPN | Aichi |  | 183823 | 1392297078
Toyomamachi-teraike, Miyagi, Japan | Toyomamachi-teraike | Toyomamachi-teraike | 38.6919 | 141.1878 | Japan | JP | JPN | Miyagi |  | 77795 | 1392470544
Toyooka, Hyōgo, Japan | Toyooka | Toyooka | 35.5333 | 134.8167 | Japan | JP | JPN | Hyōgo |  | 78299 | 1392135908
Toyota, Aichi, Japan | Toyota | Toyota | 35.0833 | 137.1567 | Japan | JP | JPN | Aichi |  | 426477 | 1392498272
Tozeur, Tozeur, Tunisia | Tozeur | Tozeur | 33.9304 | 8.13 | Tunisia | TN | TUN | Tozeur | admin | 39504 | 1788636202
Trà Vinh, Trà Vinh, Vietnam | Trà Vinh | Tra Vinh | 9.9369 | 106.3411 | Vietnam | VN | VNM | Trà Vinh | admin | 131360 | 1704929966
Traben-Trarbach, Rhineland-Palatinate, Germany | Traben-Trarbach | Traben-Trarbach | 49.9511 | 7.1167 | Germany | DE | DEU | Rhineland-Palatinate |  | 5567 | 1276000651
Trabzon, Trabzon, Turkey | Trabzon | Trabzon | 41.005 | 39.7225 | Turkey | TR | TUR | Trabzon | admin | 807903 | 1792019202
Tracadie, New Brunswick, Canada | Tracadie | Tracadie | 47.5124 | -64.9101 | Canada | CA | CAN | New Brunswick |  | 16114 | 1124362021
Tracy, California, United States | Tracy | Tracy | 37.7269 | -121.4522 | United States | US | USA | California |  | 100049 | 1840021518
Tracyton, Washington, United States | Tracyton | Tracyton | 47.6095 | -122.6533 | United States | US | USA | Washington |  | 5933 | 1840018408
Trail, British Columbia, Canada | Trail | Trail | 49.095 | -117.71 | Canada | CA | CAN | British Columbia |  | 7709 | 1124817036
Traiskirchen, Niederösterreich, Austria | Traiskirchen | Traiskirchen | 48.0189 | 16.2922 | Austria | AT | AUT | Niederösterreich |  | 18858 | 1040581289
Traismauer, Niederösterreich, Austria | Traismauer | Traismauer | 48.3333 | 15.7331 | Austria | AT | AUT | Niederösterreich |  | 6224 | 1040590929
Trakai, Trakai, Lithuania | Trakai | Trakai | 54.6333 | 24.9333 | Lithuania | LT | LTU | Trakai | admin | 4430 | 1440324561
Tralee, Kerry, Ireland | Tralee | Tralee | 52.2675 | -9.6962 | Ireland | IE | IRL | Kerry | admin | 26384 | 1372403494
Trancas, Tucumán, Argentina | Trancas | Trancas | -26.2167 | -65.2833 | Argentina | AR | ARG | Tucumán | minor | 1599 | 1032418123
Trancoso, Guarda, Portugal | Trancoso | Trancoso | 40.7833 | -7.35 | Portugal | PT | PRT | Guarda | minor | 9878 | 1620483334
Tranent, East Lothian, United Kingdom | Tranent | Tranent | 55.945 | -2.954 | United Kingdom | GB | GBR | East Lothian |  | 12582 | 1826125667
Trang, Trang, Thailand | Trang | Trang | 7.5561 | 99.6114 | Thailand | TH | THA | Trang | admin | 60591 | 1764343817
Tranqueras, Rivera, Uruguay | Tranqueras | Tranqueras | -31.1833 | -55.7667 | Uruguay | UY | URY | Rivera |  | 7235 | 1858727708
Trappes, Île-de-France, France | Trappes | Trappes | 48.7775 | 2.0025 | France | FR | FRA | Île-de-France |  | 32584 | 1250762117
Traralgon, Victoria, Australia | Traralgon | Traralgon | -38.1958 | 146.5403 | Australia | AU | AUS | Victoria |  | 25485 | 1036938861
Trashi Yangtse, Trashi Yangtse, Bhutan | Trashi Yangtse | Trashi Yangtse | 27.6116 | 91.498 | Bhutan | BT | BTN | Trashi Yangtse | admin |  | 1064210713
Trashigang, Trashigang, Bhutan | Trashigang | Trashigang | 27.3333 | 91.5528 | Bhutan | BT | BTN | Trashigang | admin |  | 1064123227
Trat, Trat, Thailand | Trat | Trat | 12.2417 | 102.5125 | Thailand | TH | THA | Trat | admin | 10413 | 1764126822
Traun, Oberösterreich, Austria | Traun | Traun | 48.2217 | 14.2397 | Austria | AT | AUT | Oberösterreich |  | 24477 | 1040684469
Traunreut, Bavaria, Germany | Traunreut | Traunreut | 47.9667 | 12.5833 | Germany | DE | DEU | Bavaria |  | 20977 | 1276958674
Traunstein, Bavaria, Germany | Traunstein | Traunstein | 47.8683 | 12.6433 | Germany | DE | DEU | Bavaria | minor | 20520 | 1276793310
Travelers Rest, South Carolina, United States | Travelers Rest | Travelers Rest | 34.9684 | -82.4417 | United States | US | USA | South Carolina |  | 5346 | 1840015478
Traverse City, Michigan, United States | Traverse City | Traverse City | 44.7547 | -85.6035 | United States | US | USA | Michigan |  | 50522 | 1840003946
Travilah, Maryland, United States | Travilah | Travilah | 39.0571 | -77.2458 | United States | US | USA | Maryland |  | 11633 | 1840005846
Trbovlje, Trbovlje, Slovenia | Trbovlje | Trbovlje | 46.155 | 15.0533 | Slovenia | SI | SVN | Trbovlje | admin |  | 1705370010
Treasure Island, Florida, United States | Treasure Island | Treasure Island | 27.774 | -82.7663 | United States | US | USA | Florida |  | 6921 | 1840015981
Trebbin, Brandenburg, Germany | Trebbin | Trebbin | 52.2167 | 13.1997 | Germany | DE | DEU | Brandenburg |  | 9541 | 1276041588
Třebechovice pod Orebem, Královéhradecký Kraj, Czechia | Třebechovice pod Orebem | Trebechovice pod Orebem | 50.201 | 15.9923 | Czechia | CZ | CZE | Královéhradecký Kraj |  | 5771 | 1203453933
Třebíč, Vysočina, Czechia | Třebíč | Trebic | 49.215 | 15.8817 | Czechia | CZ | CZE | Vysočina |  | 35451 | 1203437113
Trebinje, Srpska, Republika, Bosnia And Herzegovina | Trebinje | Trebinje | 42.7089 | 18.3217 | Bosnia And Herzegovina | BA | BIH | Srpska, Republika | minor | 31433 | 1070826374
Trebišov, Košický, Slovakia | Trebišov | Trebisov | 48.6333 | 21.7167 | Slovakia | SK | SVK | Košický | minor | 24587 | 1703917090
Trebnje, Trebnje, Slovenia | Trebnje | Trebnje | 45.9104 | 15.0086 | Slovenia | SI | SVN | Trebnje | admin |  | 1705570941
Třeboň, Jihočeský Kraj, Czechia | Třeboň | Trebon | 49.0037 | 14.7707 | Czechia | CZ | CZE | Jihočeský Kraj |  | 8217 | 1203741449
Trece Martires City, Cavite, Philippines | Trece Martires City | Trece Martires City | 14.2833 | 120.8667 | Philippines | PH | PHL | Cavite | admin | 155713 | 1608990723
Tredegar, Blaenau Gwent, United Kingdom | Tredegar | Tredegar | 51.7776 | -3.2407 | United Kingdom | GB | GBR | Blaenau Gwent |  | 15103 | 1826084160
Tredyffrin, Pennsylvania, United States | Tredyffrin | Tredyffrin | 40.0663 | -75.454 | United States | US | USA | Pennsylvania |  | 29481 | 1840148599
Treffurt, Thuringia, Germany | Treffurt | Treffurt | 51.1367 | 10.2375 | Germany | DE | DEU | Thuringia |  | 6084 | 1276953886
Treforest, Rhondda Cynon Taff, United Kingdom | Treforest | Treforest | 51.5878 | -3.3222 | United Kingdom | GB | GBR | Rhondda Cynon Taff |  | 5050 | 1826993599
Treharris, Merthyr Tydfil, United Kingdom | Treharris | Treharris | 51.6689 | -3.31 | United Kingdom | GB | GBR | Merthyr Tydfil |  | 6356 | 1826550011
Treherbert, Rhondda Cynon Taff, United Kingdom | Treherbert | Treherbert | 51.6722 | -3.5306 | United Kingdom | GB | GBR | Rhondda Cynon Taff |  | 5727 | 1826603509
Treinta y Tres, Treinta y Tres, Uruguay | Treinta y Tres | Treinta y Tres | -33.2308 | -54.3822 | Uruguay | UY | URY | Treinta y Tres | admin | 25477 | 1858879204
Trëkhgornyy, Chelyabinskaya Oblast’, Russia | Trëkhgornyy | Trekhgornyy | 54.8 | 58.45 | Russia | RU | RUS | Chelyabinskaya Oblast’ |  | 32715 | 1643017912
Trelew, Chubut, Argentina | Trelew | Trelew | -43.2533 | -65.3094 | Argentina | AR | ARG | Chubut |  | 93442 | 1032440034
Tremonton, Utah, United States | Tremonton | Tremonton | 41.7187 | -112.1891 | United States | US | USA | Utah |  | 11905 | 1840021326
Třemošná, Plzeňský Kraj, Czechia | Třemošná | Tremosna | 49.8159 | 13.3951 | Czechia | CZ | CZE | Plzeňský Kraj |  | 5082 | 1203235254
Trenčín, Trenčiansky, Slovakia | Trenčín | Trencin | 48.8942 | 18.0406 | Slovakia | SK | SVK | Trenčiansky | admin | 55593 | 1703029695
Trent Hills, Ontario, Canada | Trent Hills | Trent Hills | 44.3142 | -77.8514 | Canada | CA | CAN | Ontario |  | 12900 | 1124001755
Trent Lakes, Ontario, Canada | Trent Lakes | Trent Lakes | 44.6667 | -78.4333 | Canada | CA | CAN | Ontario |  | 5397 | 1124001268
Trentham, Staffordshire, United Kingdom | Trentham | Trentham | 52.9663 | -2.1899 | United Kingdom | GB | GBR | Staffordshire |  | 11836 | 1826068717
Trento, Trentino-Alto Adige, Italy | Trento | Trento | 46.0667 | 11.1167 | Italy | IT | ITA | Trentino-Alto Adige | admin | 117185 | 1380953307
Trenton, New Jersey, United States | Trenton | Trenton | 40.2236 | -74.7641 | United States | US | USA | New Jersey | admin | 290716 | 1840001383
Trenton, Michigan, United States | Trenton | Trenton | 42.1394 | -83.1929 | United States | US | USA | Michigan |  | 18157 | 1840003966
Trenton, Ohio, United States | Trenton | Trenton | 39.4792 | -84.462 | United States | US | USA | Ohio |  | 13141 | 1840003805
Trenton, Missouri, United States | Trenton | Trenton | 40.0819 | -93.603 | United States | US | USA | Missouri |  | 5374 | 1840010490
Treorchy, Rhondda Cynon Taff, United Kingdom | Treorchy | Treorchy | 51.6594 | -3.5055 | United Kingdom | GB | GBR | Rhondda Cynon Taff |  | 7681 | 1826702624
Tres Arroyos, Buenos Aires, Argentina | Tres Arroyos | Tres Arroyos | -38.3667 | -60.2667 | Argentina | AR | ARG | Buenos Aires | minor | 47136 | 1032291724
Três Corações, Minas Gerais, Brazil | Três Corações | Tres Coracoes | -21.6947 | -45.2553 | Brazil | BR | BRA | Minas Gerais |  | 72765 | 1076131585
Três Fronteiras, São Paulo, Brazil | Três Fronteiras | Tres Fronteiras | -20.235 | -50.89 | Brazil | BR | BRA | São Paulo |  | 5719 | 1076993785
Três Lagoas, Mato Grosso do Sul, Brazil | Três Lagoas | Tres Lagoas | -20.7876 | -51.7034 | Brazil | BR | BRA | Mato Grosso do Sul |  | 78712 | 1076281782
Třešť, Vysočina, Czechia | Třešť | Trest' | 49.291 | 15.4821 | Czechia | CZ | CZE | Vysočina |  | 5714 | 1203116635
Treuchtlingen, Bavaria, Germany | Treuchtlingen | Treuchtlingen | 48.9553 | 10.9094 | Germany | DE | DEU | Bavaria |  | 12942 | 1276141545
Treuen, Saxony, Germany | Treuen | Treuen | 50.5425 | 12.3022 | Germany | DE | DEU | Saxony |  | 7894 | 1276727865
Treuenbrietzen, Brandenburg, Germany | Treuenbrietzen | Treuenbrietzen | 52.0972 | 12.8711 | Germany | DE | DEU | Brandenburg |  | 7405 | 1276242069
Treviso, Veneto, Italy | Treviso | Treviso | 45.6722 | 12.2422 | Italy | IT | ITA | Veneto | minor | 83950 | 1380900516
Trgovište, Trgovište, Serbia | Trgovište | Trgoviste | 42.3514 | 22.0921 | Serbia | RS | SRB | Trgovište | admin |  | 1688150657
Trhové Sviny, Jihočeský Kraj, Czechia | Trhové Sviny | Trhove Sviny | 48.8424 | 14.6392 | Czechia | CZ | CZE | Jihočeský Kraj |  | 5207 | 1203720832
Triangle, Virginia, United States | Triangle | Triangle | 38.5483 | -77.3195 | United States | US | USA | Virginia |  | 9116 | 1840006105
Trichinopoly, Tamil Nādu, India | Trichinopoly | Trichinopoly | 10.8269 | 78.6928 | India | IN | IND | Tamil Nādu |  | 916857 | 1356884472
Trichūr, Kerala, India | Trichūr | Trichur | 10.52 | 76.21 | India | IN | IND | Kerala |  | 315596 | 1356589298
Trier, Rhineland-Palatinate, Germany | Trier | Trier | 49.7567 | 6.6414 | Germany | DE | DEU | Rhineland-Palatinate | minor | 110636 | 1276211430
Triesen, Triesen, Liechtenstein | Triesen | Triesen | 47.11 | 9.5239 | Liechtenstein | LI | LIE | Triesen | admin |  | 1438826448
Triesenberg, Triesenberg, Liechtenstein | Triesenberg | Triesenberg | 47.1182 | 9.5444 | Liechtenstein | LI | LIE | Triesenberg | admin |  | 1438813592
Trieste, Friuli-Venezia Giulia, Italy | Trieste | Trieste | 45.6361 | 13.8042 | Italy | IT | ITA | Friuli-Venezia Giulia | admin | 204338 | 1380102581
Tríkala, Thessalía, Greece | Tríkala | Trikala | 39.55 | 21.7667 | Greece | GR | GRC | Thessalía | minor | 61653 | 1300446578
Trim, Meath, Ireland | Trim | Trim | 53.555 | -6.7917 | Ireland | IE | IRL | Meath | admin |  | 1372676556
Trincomalee, Eastern, Sri Lanka | Trincomalee | Trincomalee | 8.5667 | 81.2333 | Sri Lanka | LK | LKA | Eastern | admin | 99135 | 1144417074
Trindade, Goiás, Brazil | Trindade | Trindade | -16.65 | -49.5 | Brazil | BR | BRA | Goiás |  | 97521 | 1076815881
Trindade, São Tomé, Sao Tome And Principe | Trindade | Trindade | 0.3 | 6.6667 | Sao Tome And Principe | ST | STP | São Tomé | admin | 6636 | 1678096936
Třinec, Moravskoslezský Kraj, Czechia | Třinec | Trinec | 49.6776 | 18.6708 | Czechia | CZ | CZE | Moravskoslezský Kraj |  | 35002 | 1203430167
Tring, Hertfordshire, United Kingdom | Tring | Tring | 51.7962 | -0.6592 | United Kingdom | GB | GBR | Hertfordshire |  | 11730 | 1826144643
Trinidad, El Beni, Bolivia | Trinidad | Trinidad | -14.8333 | -64.9 | Bolivia | BO | BOL | El Beni | admin | 101454 | 1068929509
Trinidad, Flores, Uruguay | Trinidad | Trinidad | -33.5333 | -56.8833 | Uruguay | UY | URY | Flores |  | 21429 | 1858903609
Trinidad, Colorado, United States | Trinidad | Trinidad | 37.175 | -104.4908 | United States | US | USA | Colorado |  | 8276 | 1840021545
Trinity, Florida, United States | Trinity | Trinity | 28.1809 | -82.6581 | United States | US | USA | Florida |  | 10646 | 1840029012
Trinity, North Carolina, United States | Trinity | Trinity | 35.8756 | -80.0093 | United States | US | USA | North Carolina |  | 6606 | 1840015374
Tripoli, Ţarābulus, Libya | Tripoli | Tripoli | 32.8752 | 13.1875 | Libya | LY | LBY | Ţarābulus | primary | 1126000 | 1434201852
Tripoli, Liban-Nord, Lebanon | Tripoli | Tripoli | 34.4333 | 35.8333 | Lebanon | LB | LBN | Liban-Nord | admin | 530000 | 1422886065
Trípoli, Peloponnísos, Greece | Trípoli | Tripoli | 37.5083 | 22.375 | Greece | GR | GRC | Peloponnísos | admin | 30866 | 1300131630
Triunfo, Pernambuco, Brazil | Triunfo | Triunfo | -7.8378 | -38.1019 | Brazil | BR | BRA | Pernambuco |  | 15006 | 1076950985
Trnava, Trnavský, Slovakia | Trnava | Trnava | 48.3777 | 17.5862 | Slovakia | SK | SVK | Trnavský | admin | 65382 | 1703497997
Trnovska Vas, Trnovska Vas, Slovenia | Trnovska Vas | Trnovska Vas | 46.5167 | 15.9 | Slovenia | SI | SVN | Trnovska Vas | admin |  | 1705654373
Trochtelfingen, Baden-Württemberg, Germany | Trochtelfingen | Trochtelfingen | 48.3081 | 9.2444 | Germany | DE | DEU | Baden-Württemberg |  | 6366 | 1276845905
Trofa, Porto, Portugal | Trofa | Trofa | 41.3374 | -8.5596 | Portugal | PT | PRT | Porto | minor | 38999 | 1620889916
Trofaiach, Steiermark, Austria | Trofaiach | Trofaiach | 47.4261 | 15.0067 | Austria | AT | AUT | Steiermark |  | 11125 | 1040300354
Trofimovsk, Sakha (Yakutiya), Russia | Trofimovsk | Trofimovsk | 72.5997 | 127.0337 | Russia | RU | RUS | Sakha (Yakutiya) |  | 10 | 1643214114
Trogir, Splitsko-Dalmatinska Županija, Croatia | Trogir | Trogir | 43.5167 | 16.25 | Croatia | HR | HRV | Splitsko-Dalmatinska Županija | minor | 13260 | 1191315860
Troisdorf, North Rhine-Westphalia, Germany | Troisdorf | Troisdorf | 50.8161 | 7.1556 | Germany | DE | DEU | North Rhine-Westphalia |  | 74903 | 1276488227
Trois-Rivières, Quebec, Canada | Trois-Rivières | Trois-Rivieres | 46.35 | -72.55 | Canada | CA | CAN | Quebec |  | 134413 | 1124407487
Troitsk, Chelyabinskaya Oblast’, Russia | Troitsk | Troitsk | 54.0833 | 61.5667 | Russia | RU | RUS | Chelyabinskaya Oblast’ |  | 73911 | 1643374193
Trollhättan, Västra Götaland, Sweden | Trollhättan | Trollhattan | 58.2671 | 12.3 | Sweden | SE | SWE | Västra Götaland | minor | 44543 | 1752863731
Tromsø, Troms, Norway | Tromsø | Tromso | 69.6489 | 18.9551 | Norway | NO | NOR | Troms | admin | 38980 | 1578188822
Trondheim, Sør-Trøndelag, Norway | Trondheim | Trondheim | 63.44 | 10.4 | Norway | NO | NOR | Sør-Trøndelag | minor | 183378 | 1578633461
Trongsa, Trongsa, Bhutan | Trongsa | Trongsa | 27.5168 | 90.5 | Bhutan | BT | BTN | Trongsa | admin |  | 1064630357
Troon, South Ayrshire, United Kingdom | Troon | Troon | 55.54 | -4.66 | United Kingdom | GB | GBR | South Ayrshire |  | 14680 | 1826943206
Trooper, Pennsylvania, United States | Trooper | Trooper | 40.1489 | -75.3995 | United States | US | USA | Pennsylvania |  | 5936 | 1840005470
Trophy Club, Texas, United States | Trophy Club | Trophy Club | 33.0038 | -97.1897 | United States | US | USA | Texas |  | 12451 | 1840022993
Trossingen, Baden-Württemberg, Germany | Trossingen | Trossingen | 48.0756 | 8.6361 | Germany | DE | DEU | Baden-Württemberg |  | 16829 | 1276343997
Trostberg an der Alz, Bavaria, Germany | Trostberg an der Alz | Trostberg an der Alz | 48.0167 | 12.55 | Germany | DE | DEU | Bavaria |  | 11222 | 1276546741
Trotwood, Ohio, United States | Trotwood | Trotwood | 39.7927 | -84.3165 | United States | US | USA | Ohio |  | 24403 | 1840010582
Troutdale, Oregon, United States | Troutdale | Troutdale | 45.5372 | -122.3955 | United States | US | USA | Oregon |  | 16183 | 1840021209
Trowbridge, Wiltshire, United Kingdom | Trowbridge | Trowbridge | 51.32 | -2.21 | United Kingdom | GB | GBR | Wiltshire |  | 33108 | 1826965204
Troy, Michigan, United States | Troy | Troy | 42.5818 | -83.1457 | United States | US | USA | Michigan |  | 84092 | 1840002434
Troy, New York, United States | Troy | Troy | 42.7354 | -73.6751 | United States | US | USA | New York |  | 49154 | 1840003087
Troy, Ohio, United States | Troy | Troy | 40.0436 | -84.2191 | United States | US | USA | Ohio |  | 26281 | 1840010508
Troy, Alabama, United States | Troy | Troy | 31.8021 | -85.9665 | United States | US | USA | Alabama |  | 16712 | 1840005558
Troy, Missouri, United States | Troy | Troy | 38.9708 | -90.9715 | United States | US | USA | Missouri |  | 16092 | 1840010689
Troy, Illinois, United States | Troy | Troy | 38.7266 | -89.8973 | United States | US | USA | Illinois |  | 10375 | 1840010709
Troyan, Lovech, Bulgaria | Troyan | Troyan | 42.8844 | 24.7094 | Bulgaria | BG | BGR | Lovech |  | 23520 | 1100528745
Troyes, Grand Est, France | Troyes | Troyes | 48.2997 | 4.0792 | France | FR | FRA | Grand Est | minor | 61652 | 1250800856
Trstená, Žilinský, Slovakia | Trstená | Trstena | 49.3667 | 19.6167 | Slovakia | SK | SVK | Žilinský |  | 7368 | 1703661992
Trstenik, Trstenik, Serbia | Trstenik | Trstenik | 43.6186 | 20.9972 | Serbia | RS | SRB | Trstenik | admin | 17180 | 1688148503
Trubchevsk, Bryanskaya Oblast’, Russia | Trubchevsk | Trubchevsk | 52.5833 | 33.7667 | Russia | RU | RUS | Bryanskaya Oblast’ |  | 14001 | 1643481460
Truckee, California, United States | Truckee | Truckee | 39.3455 | -120.1848 | United States | US | USA | California |  | 12554 | 1840022462
Trujillo, La Libertad, Peru | Trujillo | Trujillo | -8.1119 | -79.0289 | Peru | PE | PER | La Libertad | admin | 919899 | 1604613706
Trujillo, Trujillo, Venezuela | Trujillo | Trujillo | 9.3667 | -70.4331 | Venezuela | VE | VEN | Trujillo | admin | 38110 | 1862212549
Trujillo, Colón, Honduras | Trujillo | Trujillo | 15.9167 | -86 | Honduras | HN | HND | Colón | admin | 30000 | 1340756106
Trujillo Alto, Puerto Rico, Puerto Rico | Trujillo Alto | Trujillo Alto | 18.3601 | -66.0103 | Puerto Rico | PR | PRI | Puerto Rico |  | 44689 | 1630023656
Trumann, Arkansas, United States | Trumann | Trumann | 35.6771 | -90.5261 | United States | US | USA | Arkansas |  | 6826 | 1840015406
Trumbull, Connecticut, United States | Trumbull | Trumbull | 41.2602 | -73.2083 | United States | US | USA | Connecticut |  | 36174 | 1840035628
Trumpington, Cambridgeshire, United Kingdom | Trumpington | Trumpington | 52.174 | 0.109 | United Kingdom | GB | GBR | Cambridgeshire |  | 8034 | 1826399711
Truro, Cornwall, United Kingdom | Truro | Truro | 50.26 | -5.051 | United Kingdom | GB | GBR | Cornwall |  | 18766 | 1826586304
Truro, Nova Scotia, Canada | Truro | Truro | 45.3647 | -63.28 | Canada | CA | CAN | Nova Scotia |  | 12826 | 1124952899
Truskavets’, L’vivs’ka Oblast’, Ukraine | Truskavets’ | Truskavets' | 49.2806 | 23.505 | Ukraine | UA | UKR | L’vivs’ka Oblast’ |  | 28867 | 1804322399
Trussville, Alabama, United States | Trussville | Trussville | 33.6404 | -86.5819 | United States | US | USA | Alabama |  | 22635 | 1840015672
Truth or Consequences, New Mexico, United States | Truth or Consequences | Truth or Consequences | 33.1864 | -107.2589 | United States | US | USA | New Mexico |  | 7035 | 1840021995
Trutnov, Královéhradecký Kraj, Czechia | Trutnov | Trutnov | 50.561 | 15.9128 | Czechia | CZ | CZE | Královéhradecký Kraj |  | 30234 | 1203787150
Tryavna, Gabrovo, Bulgaria | Tryavna | Tryavna | 42.8667 | 25.4919 | Bulgaria | BG | BGR | Gabrovo |  | 9634 | 1100037989
Trzebnica, Dolnośląskie, Poland | Trzebnica | Trzebnica | 51.305 | 17.0614 | Poland | PL | POL | Dolnośląskie | minor | 13161 | 1616145534
Trzemeszno, Wielkopolskie, Poland | Trzemeszno | Trzemeszno | 52.5614 | 17.8231 | Poland | PL | POL | Wielkopolskie |  | 7792 | 1616843653
Tržič, Tržič, Slovenia | Tržič | Trzic | 46.3667 | 14.3167 | Slovenia | SI | SVN | Tržič | admin |  | 1705554055
Trzin, Trzin, Slovenia | Trzin | Trzin | 46.1333 | 14.5667 | Slovenia | SI | SVN | Trzin | admin |  | 1705707595
Ts’khinvali, Shida Kartli, Georgia | Ts’khinvali | Ts'khinvali | 42.2257 | 43.9701 | Georgia | GE | GEO | Shida Kartli |  | 30432 | 1268142653
Ts’nori, K’akheti, Georgia | Ts’nori | Ts'nori | 41.6167 | 45.9667 | Georgia | GE | GEO | K’akheti |  | 6066 | 1268042583
Tsarevo, Burgas, Bulgaria | Tsarevo | Tsarevo | 42.1708 | 27.8511 | Bulgaria | BG | BGR | Burgas |  | 6196 | 1100848106
Tsau, North West, Botswana | Tsau | Tsau | -20.1596 | 22.46 | Botswana | BW | BWA | North West |  | 1409 | 1072736607
Tsavo, Taita/Taveta, Kenya | Tsavo | Tsavo | -2.9828 | 38.4666 | Kenya | KE | KEN | Taita/Taveta |  | 414 | 1404321644
Tsetserleg, Arhangay, Mongolia | Tsetserleg | Tsetserleg | 47.4769 | 101.4503 | Mongolia | MN | MNG | Arhangay | admin | 18519 | 1496397451
Tshabong, Kgalagadi, Botswana | Tshabong | Tshabong | -26.02 | 22.4056 | Botswana | BW | BWA | Kgalagadi | admin | 9679 | 1072830877
Tshela, Kongo Central, Congo (Kinshasa) | Tshela | Tshela | -4.9696 | 12.93 | Congo (Kinshasa) | CD | COD | Kongo Central |  | 38845 | 1180377922
Tshikapa, Kasaï, Congo (Kinshasa) | Tshikapa | Tshikapa | -6.4167 | 20.8 | Congo (Kinshasa) | CD | COD | Kasaï |  | 267462 | 1180581239
Tsimasham, Chhukha, Bhutan | Tsimasham | Tsimasham | 27.0989 | 89.536 | Bhutan | BT | BTN | Chhukha | admin |  | 1064167489
Tsimlyansk, Rostovskaya Oblast’, Russia | Tsimlyansk | Tsimlyansk | 47.6467 | 42.0947 | Russia | RU | RUS | Rostovskaya Oblast’ | minor | 14528 | 1643104941
Tsiolkovskiy, Amurskaya Oblast’, Russia | Tsiolkovskiy | Tsiolkovskiy | 51.7603 | 128.1212 | Russia | RU | RUS | Amurskaya Oblast’ |  | 6535 | 1643778071
Tsirang, Tsirang, Bhutan | Tsirang | Tsirang | 27.0219 | 90.1229 | Bhutan | BT | BTN | Tsirang | admin |  | 1064617460
Tsivilsk, Chuvashiya, Russia | Tsivilsk | Tsivilsk | 55.8667 | 47.4833 | Russia | RU | RUS | Chuvashiya |  | 14718 | 1643574991
Tsu, Mie, Japan | Tsu | Tsu | 34.7186 | 136.5056 | Japan | JP | JPN | Mie | admin | 275371 | 1392082102
Tsubame, Niigata, Japan | Tsubame | Tsubame | 37.6667 | 138.9667 | Japan | JP | JPN | Niigata |  | 77307 | 1392932108
Tsubata, Ishikawa, Japan | Tsubata | Tsubata | 36.6686 | 136.7283 | Japan | JP | JPN | Ishikawa |  | 36774 | 1392195926
Tsuchiura, Ibaraki, Japan | Tsuchiura | Tsuchiura | 36.0667 | 140.2 | Japan | JP | JPN | Ibaraki |  | 138517 | 1392962266
Tsuiki, Fukuoka, Japan | Tsuiki | Tsuiki | 33.6561 | 131.0561 | Japan | JP | JPN | Fukuoka |  | 17356 | 1392121731
Tsukawaki, Ōita, Japan | Tsukawaki | Tsukawaki | 33.2833 | 131.1514 | Japan | JP | JPN | Ōita |  | 14673 | 1392760554
Tsukuba-kenkyūgakuen-toshi, Ibaraki, Japan | Tsukuba-kenkyūgakuen-toshi | Tsukuba-kenkyugakuen-toshi | 36.0333 | 140.0667 | Japan | JP | JPN | Ibaraki |  | 240987 | 1392112466
Tsukubamirai, Ibaraki, Japan | Tsukubamirai | Tsukubamirai | 35.9631 | 140.0372 | Japan | JP | JPN | Ibaraki |  | 50870 | 1392787574
Tsukumiura, Ōita, Japan | Tsukumiura | Tsukumiura | 33.0725 | 131.8611 | Japan | JP | JPN | Ōita |  | 16291 | 1392037074
Tsumeb, Oshikoto, Namibia | Tsumeb | Tsumeb | -19.25 | 17.7167 | Namibia | NA | NAM | Oshikoto |  | 14959 | 1516619412
Tsunō, Miyazaki, Japan | Tsunō | Tsuno | 32.2567 | 131.5597 | Japan | JP | JPN | Miyazaki |  | 10028 | 1392643881
Tsuruga, Fukui, Japan | Tsuruga | Tsuruga | 35.6372 | 136.0806 | Japan | JP | JPN | Fukui |  | 64474 | 1392056382
Tsurugashima, Saitama, Japan | Tsurugashima | Tsurugashima | 35.9344 | 139.3931 | Japan | JP | JPN | Saitama |  | 70076 | 1392196288
Tsuruno, Aomori, Japan | Tsuruno | Tsuruno | 40.8089 | 140.38 | Japan | JP | JPN | Aomori |  | 31089 | 1392798246
Tsuruoka, Yamagata, Japan | Tsuruoka | Tsuruoka | 38.7217 | 139.8217 | Japan | JP | JPN | Yamagata |  | 123437 | 1392935450
Tsuruta, Aomori, Japan | Tsuruta | Tsuruta | 40.7589 | 140.4286 | Japan | JP | JPN | Aomori |  | 12569 | 1392736759
Tsushima, Aichi, Japan | Tsushima | Tsushima | 35.1833 | 136.7333 | Japan | JP | JPN | Aichi |  | 61732 | 1392244952
Tsuyama, Okayama, Japan | Tsuyama | Tsuyama | 35.1406 | 134.0319 | Japan | JP | JPN | Okayama |  | 100387 | 1392820005
Tuakau, Waikato, New Zealand | Tuakau | Tuakau | -37.2667 | 174.95 | New Zealand | NZ | NZL | Waikato |  | 5090 | 1554293881
Tual, Maluku, Indonesia | Tual | Tual | -5.6385 | 132.745 | Indonesia | ID | IDN | Maluku |  | 82955 | 1360221504
Tualatin, Oregon, United States | Tualatin | Tualatin | 45.3772 | -122.7746 | United States | US | USA | Oregon |  | 27837 | 1840021207
Tuapse, Krasnodarskiy Kray, Russia | Tuapse | Tuapse | 44.1 | 39.0833 | Russia | RU | RUS | Krasnodarskiy Kray | minor | 62269 | 1643910130
Tuba City, Arizona, United States | Tuba City | Tuba City | 36.125 | -111.2468 | United States | US | USA | Arizona |  | 8662 | 1840018972
Tuban, Jawa Timur, Indonesia | Tuban | Tuban | -6.8995 | 112.05 | Indonesia | ID | IDN | Jawa Timur | minor | 76242 | 1360482232
Tubarão, Santa Catarina, Brazil | Tubarão | Tubarao | -28.4669 | -49.0069 | Brazil | BR | BRA | Santa Catarina |  | 97235 | 1076663243
Ţubarjal, Al Jawf, Saudi Arabia | Ţubarjal | Tubarjal | 30.5 | 38.2167 | Saudi Arabia | SA | SAU | Al Jawf |  | 48525 | 1682061960
Tübingen, Baden-Württemberg, Germany | Tübingen | Tubingen | 48.52 | 9.0556 | Germany | DE | DEU | Baden-Württemberg | minor | 90546 | 1276203240
Tubize, Wallonia, Belgium | Tubize | Tubize | 50.6928 | 4.205 | Belgium | BE | BEL | Wallonia |  | 25914 | 1056180721
Tubmanburg, Bomi, Liberia | Tubmanburg | Tubmanburg | 6.8706 | -10.8211 | Liberia | LR | LBR | Bomi | admin |  | 1430503114
Tubod, Lanao del Norte, Philippines | Tubod | Tubod | 8.0555 | 123.7904 | Philippines | PH | PHL | Lanao del Norte | admin |  | 1608442374
Tucacas, Falcón, Venezuela | Tucacas | Tucacas | 10.7978 | -68.3175 | Venezuela | VE | VEN | Falcón | minor | 13901 | 1862663213
Tucano, Bahia, Brazil | Tucano | Tucano | -10.9582 | -38.7908 | Brazil | BR | BRA | Bahia |  | 31203 | 1076227914
Tuckahoe, New York, United States | Tuckahoe | Tuckahoe | 40.953 | -73.823 | United States | US | USA | New York |  | 6549 | 1840004946
Tuckahoe, Virginia, United States | Tuckahoe | Tuckahoe | 37.5878 | -77.5858 | United States | US | USA | Virginia |  | 48282 | 1840006395
Tucker, Georgia, United States | Tucker | Tucker | 33.8436 | -84.2021 | United States | US | USA | Georgia |  | 36395 | 1840013701
Tucson, Arizona, United States | Tucson | Tucson | 32.1545 | -110.8782 | United States | US | USA | Arizona |  | 888486 | 1840022101
Tucson Estates, Arizona, United States | Tucson Estates | Tucson Estates | 32.1792 | -111.1254 | United States | US | USA | Arizona |  | 11758 | 1840027929
Tucupita, Delta Amacuro, Venezuela | Tucupita | Tucupita | 9.0575 | -62.0452 | Venezuela | VE | VEN | Delta Amacuro | admin | 86487 | 1862849758
Tucuruí, Pará, Brazil | Tucuruí | Tucurui | -3.68 | -49.72 | Brazil | BR | BRA | Pará |  | 76337 | 1076000076
Tudela, Navarre, Spain | Tudela | Tudela | 42.0653 | -1.6067 | Spain | ES | ESP | Navarre |  | 36258 | 1724338927
Tuguegarao, Cagayan, Philippines | Tuguegarao | Tuguegarao | 17.6167 | 121.7167 | Philippines | PH | PHL | Cagayan | admin | 153502 | 1608110634
Tuiuti, São Paulo, Brazil | Tuiuti | Tuiuti | -22.8158 | -46.6939 | Brazil | BR | BRA | São Paulo |  | 6533 | 1076809438
Tukchi, Khabarovskiy Kray, Russia | Tukchi | Tukchi | 57.367 | 139.5 | Russia | RU | RUS | Khabarovskiy Kray |  | 10 | 1643472801
Tukums, Tukuma Novads, Latvia | Tukums | Tukums | 56.9669 | 23.1531 | Latvia | LV | LVA | Tukuma Novads | admin | 17075 | 1428304262
Tukuyu, Mbeya, Tanzania | Tukuyu | Tukuyu | -9.2583 | 33.6417 | Tanzania | TZ | TZA | Mbeya |  | 127570 | 1834960117
Tukwila, Washington, United States | Tukwila | Tukwila | 47.4749 | -122.2727 | United States | US | USA | Washington |  | 20347 | 1840021120
Tul’chyn, Vinnyts’ka Oblast’, Ukraine | Tul’chyn | Tul'chyn | 48.6744 | 28.8497 | Ukraine | UA | UKR | Vinnyts’ka Oblast’ | minor | 15051 | 1804861116
Tula, Tul’skaya Oblast’, Russia | Tula | Tula | 54.2 | 37.6167 | Russia | RU | RUS | Tul’skaya Oblast’ | admin | 485221 | 1643255206
Tula de Allende, Hidalgo, Mexico | Tula de Allende | Tula de Allende | 20.05 | -99.35 | Mexico | MX | MEX | Hidalgo |  | 103919 | 1484845374
Tulagi, Central, Solomon Islands | Tulagi | Tulagi | -9.1031 | 160.1506 | Solomon Islands | SB | SLB | Central | admin |  | 1090844311
Tulancingo, Hidalgo, Mexico | Tulancingo | Tulancingo | 20.0833 | -98.3667 | Mexico | MX | MEX | Hidalgo | minor | 151582 | 1484419416
Tulare, California, United States | Tulare | Tulare | 36.1996 | -119.34 | United States | US | USA | California |  | 65496 | 1840021638
Tulbagh, Western Cape, South Africa | Tulbagh | Tulbagh | -33.285 | 19.1378 | South Africa | ZA | ZAF | Western Cape |  | 8969 | 1710401390
Tulcán, Carchi, Ecuador | Tulcán | Tulcan | 0.8117 | -77.7186 | Ecuador | EC | ECU | Carchi | admin | 53558 | 1218976878
Tulcea, Tulcea, Romania | Tulcea | Tulcea | 45.19 | 28.8 | Romania | RO | ROU | Tulcea | admin | 73707 | 1642854000
Tullahoma, Tennessee, United States | Tullahoma | Tullahoma | 35.3721 | -86.2173 | United States | US | USA | Tennessee |  | 18082 | 1840015410
Tullamore, Offaly, Ireland | Tullamore | Tullamore | 53.2667 | -7.5 | Ireland | IE | IRL | Offaly | admin |  | 1372035774
Tulsa, Oklahoma, United States | Tulsa | Tulsa | 36.1284 | -95.9042 | United States | US | USA | Oklahoma |  | 671033 | 1840021672
Tulsīpur, Rāptī, Nepal | Tulsīpur | Tulsipur | 28.1278 | 82.2956 | Nepal | NP | NPL | Rāptī |  | 51537 | 1524921574
Tultepec, México, Mexico | Tultepec | Tultepec | 19.685 | -99.1281 | Mexico | MX | MEX | México | minor | 91808 | 1484818856
Tultitlán de Mariano Escobedo, México, Mexico | Tultitlán de Mariano Escobedo | Tultitlan de Mariano Escobedo | 19.645 | -99.1694 | Mexico | MX | MEX | México | minor | 486998 | 1484562374
Tuluá, Valle del Cauca, Colombia | Tuluá | Tulua | 4.0904 | -76.21 | Colombia | CO | COL | Valle del Cauca | minor | 165501 | 1170721938
Tulum, Quintana Roo, Mexico | Tulum | Tulum | 20.2119 | -87.4658 | Mexico | MX | MEX | Quintana Roo | minor | 18233 | 1484002889
Tulun, Irkutskaya Oblast’, Russia | Tulun | Tulun | 54.5667 | 100.5667 | Russia | RU | RUS | Irkutskaya Oblast’ |  | 41640 | 1643545822
Tumaco, Nariño, Colombia | Tumaco | Tumaco | 1.81 | -78.81 | Colombia | CO | COL | Nariño | minor | 86713 | 1170504978
Tumbes, Tumbes, Peru | Tumbes | Tumbes | -3.5667 | -80.45 | Peru | PE | PER | Tumbes | admin | 96946 | 1604505281
Tumby Bay, South Australia, Australia | Tumby Bay | Tumby Bay | -34.3667 | 136.1 | Australia | AU | AUS | South Australia |  | 1474 | 1036529327
Tumen, Jilin, China | Tumen | Tumen | 42.9661 | 129.8425 | China | CN | CHN | Jilin |  | 128212 | 1156872358
Tumkūr, Karnātaka, India | Tumkūr | Tumkur | 13.33 | 77.1 | India | IN | IND | Karnātaka |  | 399606 | 1356033724
Tumut, New South Wales, Australia | Tumut | Tumut | -35.3047 | 148.2228 | Australia | AU | AUS | New South Wales |  | 6230 | 1036777587
Tumwater, Washington, United States | Tumwater | Tumwater | 46.989 | -122.9173 | United States | US | USA | Washington |  | 24024 | 1840021145
Tunapuna, Tunapuna/Piarco, Trinidad And Tobago | Tunapuna | Tunapuna | 10.6333 | -61.3833 | Trinidad And Tobago | TT | TTO | Tunapuna/Piarco | admin | 17650 | 1780508155
Tunceli, Tunceli, Turkey | Tunceli | Tunceli | 39.1061 | 39.5481 | Turkey | TR | TUR | Tunceli | admin | 38504 | 1792507574
Tuncurry, New South Wales, Australia | Tuncurry | Tuncurry | -32.175 | 152.4989 | Australia | AU | AUS | New South Wales |  | 6186 | 1036846186
Tunduma, Mbeya, Tanzania | Tunduma | Tunduma | -9.3 | 32.7667 | Tanzania | TZ | TZA | Mbeya |  | 36556 | 1834094894
Tunduru, Ruvuma, Tanzania | Tunduru | Tunduru | -11.0896 | 37.37 | Tanzania | TZ | TZA | Ruvuma |  | 600 | 1834030694
Tunguskhaya, Sakha (Yakutiya), Russia | Tunguskhaya | Tunguskhaya | 64.9004 | 125.25 | Russia | RU | RUS | Sakha (Yakutiya) |  | 10 | 1643610062
Tuni, Andhra Pradesh, India | Tuni | Tuni | 17.35 | 82.55 | India | IN | IND | Andhra Pradesh |  | 53425 | 1356073049
Tunis, Tunis, Tunisia | Tunis | Tunis | 36.8008 | 10.18 | Tunisia | TN | TUN | Tunis | primary | 1200000 | 1788742103
Tunja, Boyacá, Colombia | Tunja | Tunja | 5.5403 | -73.3614 | Colombia | CO | COL | Boyacá | admin | 179263 | 1170843027
Tunkhannock Township, Pennsylvania, United States | Tunkhannock Township | Tunkhannock Township | 41.0447 | -75.4813 | United States | US | USA | Pennsylvania |  | 6703 | 1840144162
Tunuyán, Mendoza, Argentina | Tunuyán | Tunuyan | -33.5667 | -69.0167 | Argentina | AR | ARG | Mendoza | minor | 22834 | 1032526901
Tupã, São Paulo, Brazil | Tupã | Tupa | -21.935 | -50.5139 | Brazil | BR | BRA | São Paulo |  | 65651 | 1076738637
Tupelo, Mississippi, United States | Tupelo | Tupelo | 34.2692 | -88.7318 | United States | US | USA | Mississippi |  | 45466 | 1840015561
Tupi Paulista, São Paulo, Brazil | Tupi Paulista | Tupi Paulista | -21.3808 | -51.5708 | Brazil | BR | BRA | São Paulo |  | 15153 | 1076679633
Tupiza, Potosí, Bolivia | Tupiza | Tupiza | -21.4423 | -65.719 | Bolivia | BO | BOL | Potosí |  | 23100 | 1068328989
Tupper Lake, New York, United States | Tupper Lake | Tupper Lake | 44.2431 | -74.4747 | United States | US | USA | New York |  | 5826 | 1840004069
Túquerres, Nariño, Colombia | Túquerres | Tuquerres | 1.09 | -77.6199 | Colombia | CO | COL | Nariño | minor | 33979 | 1170724789
Tura, Pest, Hungary | Tura | Tura | 47.6067 | 19.5967 | Hungary | HU | HUN | Pest |  | 7761 | 1348464950
Tura, Krasnoyarskiy Kray, Russia | Tura | Tura | 64.2833 | 100.25 | Russia | RU | RUS | Krasnoyarskiy Kray |  | 5444 | 1643809018
Turangi, Waikato, New Zealand | Turangi | Turangi | -38.989 | 175.81 | New Zealand | NZ | NZL | Waikato |  | 3320 | 1554981086
Turbo, Antioquia, Colombia | Turbo | Turbo | 8.1004 | -76.74 | Colombia | CO | COL | Antioquia | minor | 50508 | 1170426476
Turceni, Gorj, Romania | Turceni | Turceni | 44.6794 | 23.3731 | Romania | RO | ROU | Gorj |  | 7269 | 1642921121
Turčianske Teplice, Žilinský, Slovakia | Turčianske Teplice | Turcianske Teplice | 48.8589 | 18.8636 | Slovakia | SK | SVK | Žilinský | minor | 6390 | 1703219724
Turgutlu, Manisa, Turkey | Turgutlu | Turgutlu | 38.5 | 27.7 | Turkey | TR | TUR | Manisa | minor | 163223 | 1792010631
Türi, Järvamaa, Estonia | Türi | Turi | 58.8094 | 25.4292 | Estonia | EE | EST | Järvamaa | minor | 5257 | 1233742654
Turicato, Michoacán de Ocampo, Mexico | Turicato | Turicato | 19.05 | -101.4167 | Mexico | MX | MEX | Michoacán de Ocampo | minor | 31877 | 1484580353
Turin, Piedmont, Italy | Turin | Turin | 45.0667 | 7.7 | Italy | IT | ITA | Piedmont | admin | 870952 | 1380244627
Turinsk, Sverdlovskaya Oblast’, Russia | Turinsk | Turinsk | 58.0333 | 63.7 | Russia | RU | RUS | Sverdlovskaya Oblast’ |  | 17060 | 1643094071
Túrkeve, Jász-Nagykun-Szolnok, Hungary | Túrkeve | Turkeve | 47.1 | 20.75 | Hungary | HU | HUN | Jász-Nagykun-Szolnok |  | 8462 | 1348829322
Türkistan, Ongtüstik Qazaqstan, Kazakhstan | Türkistan | Turkistan | 43.3 | 68.2436 | Kazakhstan | KZ | KAZ | Ongtüstik Qazaqstan | admin | 227098 | 1398398278
Türkmenabat, Lebap, Turkmenistan | Türkmenabat | Turkmenabat | 39.1 | 63.5667 | Turkmenistan | TM | TKM | Lebap | admin | 408906 | 1795079064
Türkmenbaşy, Balkan, Turkmenistan | Türkmenbaşy | Turkmenbasy | 40.023 | 52.9697 | Turkmenistan | TM | TKM | Balkan |  | 68292 | 1795987646
Turku, Varsinais-Suomi, Finland | Turku | Turku | 60.4517 | 22.27 | Finland | FI | FIN | Varsinais-Suomi | admin | 187604 | 1246456609
Turlock, California, United States | Turlock | Turlock | 37.5053 | -120.8588 | United States | US | USA | California |  | 107317 | 1840021533
Turmero, Aragua, Venezuela | Turmero | Turmero | 10.2283 | -67.4753 | Venezuela | VE | VEN | Aragua | minor | 254880 | 1862335549
Turner, Maine, United States | Turner | Turner | 44.2671 | -70.2429 | United States | US | USA | Maine |  | 5772 | 1840053031
Turnišče, Turnišče, Slovenia | Turnišče | Turnisce | 46.6278 | 16.3203 | Slovenia | SI | SVN | Turnišče | admin |  | 1705851676
Turnov, Liberecký Kraj, Czechia | Turnov | Turnov | 50.5873 | 15.1569 | Czechia | CZ | CZE | Liberecký Kraj |  | 14420 | 1203116739
Turnu Măgurele, Teleorman, Romania | Turnu Măgurele | Turnu Magurele | 43.7517 | 24.8708 | Romania | RO | ROU | Teleorman |  | 24772 | 1642918101
Turpan, Xinjiang, China | Turpan | Turpan | 42.95 | 89.1822 | China | CN | CHN | Xinjiang | minor | 622903 | 1156573684
Turpin Hills, Ohio, United States | Turpin Hills | Turpin Hills | 39.1063 | -84.3703 | United States | US | USA | Ohio |  | 5351 | 1840034162
Turriff, Aberdeenshire, United Kingdom | Turriff | Turriff | 57.539 | -2.4611 | United Kingdom | GB | GBR | Aberdeenshire |  | 5060 | 1826117968
Tursunzoda, Nohiyahoi Tobei Jumhurí, Tajikistan | Tursunzoda | Tursunzoda | 38.5108 | 68.2303 | Tajikistan | TJ | TJK | Nohiyahoi Tobei Jumhurí | minor | 46700 | 1762277771
Turtle Creek, Pennsylvania, United States | Turtle Creek | Turtle Creek | 40.4085 | -79.8214 | United States | US | USA | Pennsylvania |  | 5138 | 1840001267
Turukhansk, Krasnoyarskiy Kray, Russia | Turukhansk | Turukhansk | 65.8382 | 87.955 | Russia | RU | RUS | Krasnoyarskiy Kray |  | 4774 | 1643037921
Turzovka, Žilinský, Slovakia | Turzovka | Turzovka | 49.405 | 18.6253 | Slovakia | SK | SVK | Žilinský |  | 7559 | 1703871315
Tuscaloosa, Alabama, United States | Tuscaloosa | Tuscaloosa | 33.2348 | -87.5267 | United States | US | USA | Alabama |  | 155499 | 1840005563
Tuscumbia, Alabama, United States | Tuscumbia | Tuscumbia | 34.7204 | -87.7035 | United States | US | USA | Alabama |  | 8461 | 1840005567
Tuskegee, Alabama, United States | Tuskegee | Tuskegee | 32.4395 | -85.7139 | United States | US | USA | Alabama |  | 7870 | 1840004337
Tustin, California, United States | Tustin | Tustin | 33.7309 | -117.8106 | United States | US | USA | California |  | 79348 | 1840021967
Tutayev, Yaroslavskaya Oblast’, Russia | Tutayev | Tutayev | 57.8833 | 39.5333 | Russia | RU | RUS | Yaroslavskaya Oblast’ |  | 40154 | 1643941523
Tuticorin, Tamil Nādu, India | Tuticorin | Tuticorin | 8.7833 | 78.1333 | India | IN | IND | Tamil Nādu |  | 436094 | 1356751023
Tutin, Tutin, Serbia | Tutin | Tutin | 42.9875 | 20.3256 | Serbia | RS | SRB | Tutin | admin |  | 1688161411
Tutong, Tutong, Brunei | Tutong | Tutong | 4.8028 | 114.6492 | Brunei | BN | BRN | Tutong | admin |  | 1096181037
Tutrakan, Silistra, Bulgaria | Tutrakan | Tutrakan | 44.0481 | 26.6044 | Bulgaria | BG | BGR | Silistra | minor | 10370 | 1100290695
Tuttle, Oklahoma, United States | Tuttle | Tuttle | 35.3069 | -97.7562 | United States | US | USA | Oklahoma |  | 7593 | 1840021802
Tuttlingen, Baden-Württemberg, Germany | Tuttlingen | Tuttlingen | 47.985 | 8.8233 | Germany | DE | DEU | Baden-Württemberg | minor | 35730 | 1276649477
Túxpam de Rodríguez Cano, Veracruz, Mexico | Túxpam de Rodríguez Cano | Tuxpam de Rodriguez Cano | 20.95 | -97.4 | Mexico | MX | MEX | Veracruz | minor | 143362 | 1484316468
Tuxpan, Nayarit, Mexico | Tuxpan | Tuxpan | 21.8667 | -105.45 | Mexico | MX | MEX | Nayarit | minor | 34079 | 1484274950
Tuxtepec, Oaxaca, Mexico | Tuxtepec | Tuxtepec | 18.1 | -96.1167 | Mexico | MX | MEX | Oaxaca |  | 144555 | 1484448356
Tuxtla, Chiapas, Mexico | Tuxtla | Tuxtla | 16.7528 | -93.1167 | Mexico | MX | MEX | Chiapas | admin | 598710 | 1484832519
Tuy Hòa, Phú Yên, Vietnam | Tuy Hòa | Tuy Hoa | 13.0875 | 109.3106 | Vietnam | VN | VNM | Phú Yên | admin | 242840 | 1704697424
Tuyên Quang, Tuyên Quang, Vietnam | Tuyên Quang | Tuyen Quang | 21.8281 | 105.2156 | Vietnam | VN | VNM | Tuyên Quang | admin | 36430 | 1704662313
Tuymazy, Bashkortostan, Russia | Tuymazy | Tuymazy | 54.6 | 53.7 | Russia | RU | RUS | Bashkortostan |  | 68256 | 1643065980
Tuzi, Podgorica, Montenegro | Tuzi | Tuzi | 42.3656 | 19.3314 | Montenegro | ME | MNE | Podgorica | admin |  | 1499325970
Tuzla, Bosnia and Herzegovina, Federation of, Bosnia And Herzegovina | Tuzla | Tuzla | 44.5381 | 18.6761 | Bosnia And Herzegovina | BA | BIH | Bosnia and Herzegovina, Federation of | minor | 110979 | 1070117835
Tvardiţa, Taraclia, Moldova | Tvardiţa | Tvardita | 46.1547 | 28.9656 | Moldova | MD | MDA | Taraclia |  | 5420 | 1498920865
Tvarditsa, Sliven, Bulgaria | Tvarditsa | Tvarditsa | 42.7017 | 25.8975 | Bulgaria | BG | BGR | Sliven |  | 6711 | 1100703668
Tver, Tverskaya Oblast’, Russia | Tver | Tver | 56.8578 | 35.9219 | Russia | RU | RUS | Tverskaya Oblast’ | admin | 419363 | 1643456559
Tvøroyri, , Faroe Islands | Tvøroyri | Tvoroyri | 61.5544 | -6.8063 | Faroe Islands | FO | FRO |  | admin |  | 1234871801
Tvrdošín, Žilinský, Slovakia | Tvrdošín | Tvrdosin | 49.3369 | 19.5503 | Slovakia | SK | SVK | Žilinský | minor | 9195 | 1703880169
Tweed, Ontario, Canada | Tweed | Tweed | 44.6 | -77.3333 | Canada | CA | CAN | Ontario |  | 6044 | 1124220211
Tweed Heads, New South Wales, Australia | Tweed Heads | Tweed Heads | -28.1833 | 153.55 | Australia | AU | AUS | New South Wales |  | 8176 | 1036571941
Twentynine Palms, California, United States | Twentynine Palms | Twentynine Palms | 34.1478 | -116.0659 | United States | US | USA | California |  | 13423 | 1840021729
Twickenham, Richmond upon Thames, United Kingdom | Twickenham | Twickenham | 51.449 | -0.337 | United Kingdom | GB | GBR | Richmond upon Thames |  | 62148 | 1826827915
Twin Falls, Idaho, United States | Twin Falls | Twin Falls | 42.5645 | -114.4615 | United States | US | USA | Idaho |  | 55556 | 1840021301
Twin Lakes, California, United States | Twin Lakes | Twin Lakes | 36.9646 | -121.9896 | United States | US | USA | California |  | 5642 | 1840028200
Twin Lakes, Colorado, United States | Twin Lakes | Twin Lakes | 39.8229 | -105.0036 | United States | US | USA | Colorado |  | 7586 | 1840136771
Twin Lakes, Wisconsin, United States | Twin Lakes | Twin Lakes | 42.5192 | -88.2489 | United States | US | USA | Wisconsin |  | 6204 | 1840003159
Twin Rivers, New Jersey, United States | Twin Rivers | Twin Rivers | 40.263 | -74.4917 | United States | US | USA | New Jersey |  | 7067 | 1840005474
Twinsburg, Ohio, United States | Twinsburg | Twinsburg | 41.322 | -81.4451 | United States | US | USA | Ohio |  | 18856 | 1840000805
Twistringen, Lower Saxony, Germany | Twistringen | Twistringen | 52.8 | 8.65 | Germany | DE | DEU | Lower Saxony |  | 12449 | 1276091874
Two Rivers, Wisconsin, United States | Two Rivers | Two Rivers | 44.1564 | -87.5824 | United States | US | USA | Wisconsin |  | 11041 | 1840002206
Tyachiv, Zakarpats’ka Oblast’, Ukraine | Tyachiv | Tyachiv | 48.0114 | 23.5722 | Ukraine | UA | UKR | Zakarpats’ka Oblast’ | minor | 9019 | 1804591278
Tychy, Śląskie, Poland | Tychy | Tychy | 50.1667 | 19 | Poland | PL | POL | Śląskie | minor | 129322 | 1616396493
Tyldesley, Wigan, United Kingdom | Tyldesley | Tyldesley | 53.5166 | -2.4667 | United Kingdom | GB | GBR | Wigan |  | 16142 | 1826559568
Tyler, Texas, United States | Tyler | Tyler | 32.3184 | -95.3062 | United States | US | USA | Texas |  | 143796 | 1840022076
Tympáki, Kríti, Greece | Tympáki | Tympaki | 35.0719 | 24.7683 | Greece | GR | GRC | Kríti |  | 5285 | 1300790482
Týn nad Vltavou, Jihočeský Kraj, Czechia | Týn nad Vltavou | Tyn nad Vltavou | 49.2235 | 14.4206 | Czechia | CZ | CZE | Jihočeský Kraj |  | 7960 | 1203946478
Tynda, Amurskaya Oblast’, Russia | Tynda | Tynda | 55.15 | 124.7167 | Russia | RU | RUS | Amurskaya Oblast’ |  | 33061 | 1643364583
Týnec nad Sázavou, Středočeský Kraj, Czechia | Týnec nad Sázavou | Tynec nad Sazavou | 49.8335 | 14.5899 | Czechia | CZ | CZE | Středočeský Kraj |  | 5739 | 1203588178
Tynemouth, North Tyneside, United Kingdom | Tynemouth | Tynemouth | 55.017 | -1.423 | United Kingdom | GB | GBR | North Tyneside |  | 67519 | 1826445971
Tyngsborough, Massachusetts, United States | Tyngsborough | Tyngsborough | 42.6662 | -71.429 | United States | US | USA | Massachusetts |  | 12272 | 1840070201
Týniště nad Orlicí, Královéhradecký Kraj, Czechia | Týniště nad Orlicí | Tyniste nad Orlici | 50.1514 | 16.0778 | Czechia | CZ | CZE | Královéhradecký Kraj |  | 6055 | 1203543761
Tyre, Liban-Sud, Lebanon | Tyre | Tyre | 33.2667 | 35.2 | Lebanon | LB | LBN | Liban-Sud | minor | 160000 | 1422316734
Týrnavos, Thessalía, Greece | Týrnavos | Tyrnavos | 39.7353 | 22.2869 | Greece | GR | GRC | Thessalía | minor | 11069 | 1300449251
Tyrnyauz, Kabardino-Balkariya, Russia | Tyrnyauz | Tyrnyauz | 43.4 | 42.9167 | Russia | RU | RUS | Kabardino-Balkariya | minor | 20513 | 1643073002
Tyrone, Georgia, United States | Tyrone | Tyrone | 33.4753 | -84.5941 | United States | US | USA | Georgia |  | 7506 | 1840016845
Tyrone, Pennsylvania, United States | Tyrone | Tyrone | 40.6764 | -78.246 | United States | US | USA | Pennsylvania |  | 7151 | 1840001087
Tysmenytsya, Ivano-Frankivs’ka Oblast’, Ukraine | Tysmenytsya | Tysmenytsya | 48.9008 | 24.8492 | Ukraine | UA | UKR | Ivano-Frankivs’ka Oblast’ | minor | 9287 | 1804289789
Tysons, Virginia, United States | Tysons | Tysons | 38.9215 | -77.2273 | United States | US | USA | Virginia |  | 23749 | 1840006040
Tyukalinsk, Omskaya Oblast’, Russia | Tyukalinsk | Tyukalinsk | 55.8667 | 72.2 | Russia | RU | RUS | Omskaya Oblast’ |  | 10311 | 1643338887
Tyumen, Tyumenskaya Oblast’, Russia | Tyumen | Tyumen | 57.15 | 65.5333 | Russia | RU | RUS | Tyumenskaya Oblast’ | admin | 744554 | 1643040435
Tzaneen, Limpopo, South Africa | Tzaneen | Tzaneen | -23.8333 | 30.1667 | South Africa | ZA | ZAF | Limpopo |  | 67245 | 1710120942
Tzintzuntzán, Michoacán de Ocampo, Mexico | Tzintzuntzán | Tzintzuntzan | 19.6283 | -101.5789 | Mexico | MX | MEX | Michoacán de Ocampo | minor | 12259 | 1484799786
Tzucacab, Yucatán, Mexico | Tzucacab | Tzucacab | 20.0708 | -89.0506 | Mexico | MX | MEX | Yucatán |  | 9967 | 1484877569
Uacu Cungo, Kwanza Sul, Angola | Uacu Cungo | Uacu Cungo | -11.3583 | 15.1194 | Angola | AO | AGO | Kwanza Sul |  | 12069 | 1024677127
Ub, Ub, Serbia | Ub | Ub | 44.45 | 20.0667 | Serbia | RS | SRB | Ub | admin |  | 1688701954
Ubá, Minas Gerais, Brazil | Ubá | Uba | -21.12 | -42.9428 | Brazil | BR | BRA | Minas Gerais |  | 113300 | 1076389529
Übach-Palenberg, North Rhine-Westphalia, Germany | Übach-Palenberg | Ubach-Palenberg | 50.9197 | 6.1194 | Germany | DE | DEU | North Rhine-Westphalia |  | 24081 | 1276712019
Ubaitaba, Bahia, Brazil | Ubaitaba | Ubaitaba | -14.3 | -39.33 | Brazil | BR | BRA | Bahia |  | 28375 | 1076532739
Ubarana, São Paulo, Brazil | Ubarana | Ubarana | -21.1658 | -49.7178 | Brazil | BR | BRA | São Paulo |  | 5910 | 1076427251
Ubatuba, São Paulo, Brazil | Ubatuba | Ubatuba | -23.4339 | -45.0708 | Brazil | BR | BRA | São Paulo |  | 86392 | 1076510903
Ube, Yamaguchi, Japan | Ube | Ube | 33.9517 | 131.2467 | Japan | JP | JPN | Yamaguchi |  | 164325 | 1392198814
Uberaba, Minas Gerais, Brazil | Uberaba | Uberaba | -19.7478 | -47.9319 | Brazil | BR | BRA | Minas Gerais |  | 325279 | 1076230331
Uberlândia, Minas Gerais, Brazil | Uberlândia | Uberlandia | -18.9189 | -48.2769 | Brazil | BR | BRA | Minas Gerais |  | 604013 | 1076495001
Überlingen, Baden-Württemberg, Germany | Überlingen | Uberlingen | 47.7667 | 9.1583 | Germany | DE | DEU | Baden-Württemberg |  | 22554 | 1276778071
Ubombo, KwaZulu-Natal, South Africa | Ubombo | Ubombo | -27.5667 | 32.0833 | South Africa | ZA | ZAF | KwaZulu-Natal |  | 564 | 1710203500
Ubon Ratchathani, Ubon Ratchathani, Thailand | Ubon Ratchathani | Ubon Ratchathani | 15.2281 | 104.8594 | Thailand | TH | THA | Ubon Ratchathani | admin | 79023 | 1764611048
Ucar, Ucar, Azerbaijan | Ucar | Ucar | 40.5121 | 47.6519 | Azerbaijan | AZ | AZE | Ucar | admin |  | 1031822434
Uchaly, Bashkortostan, Russia | Uchaly | Uchaly | 54.3167 | 59.3833 | Russia | RU | RUS | Bashkortostan |  | 37710 | 1643696748
Uchiko, Ehime, Japan | Uchiko | Uchiko | 33.5331 | 132.6581 | Japan | JP | JPN | Ehime |  | 15565 | 1392976487
Uchoa, São Paulo, Brazil | Uchoa | Uchoa | -20.9528 | -49.175 | Brazil | BR | BRA | São Paulo |  | 9968 | 1076170916
Uchquduq Shahri, Navoiy, Uzbekistan | Uchquduq Shahri | Uchquduq Shahri | 42.1567 | 63.5556 | Uzbekistan | UZ | UZB | Navoiy | minor | 24200 | 1860459881
Uckfield, East Sussex, United Kingdom | Uckfield | Uckfield | 50.97 | 0.1 | United Kingdom | GB | GBR | East Sussex |  | 14493 | 1826320254
Udachnyy, Sakha (Yakutiya), Russia | Udachnyy | Udachnyy | 66.4 | 112.3 | Russia | RU | RUS | Sakha (Yakutiya) |  | 11676 | 1643138235
Udaipur, Rājasthān, India | Udaipur | Udaipur | 24.5833 | 73.6833 | India | IN | IND | Rājasthān |  | 451100 | 1356266094
Uddingston, South Lanarkshire, United Kingdom | Uddingston | Uddingston | 55.8183 | -4.0827 | United Kingdom | GB | GBR | South Lanarkshire |  | 6710 | 1826718081
Udhampur, Jammu and Kashmīr, India | Udhampur | Udhampur | 32.93 | 75.13 | India | IN | IND | Jammu and Kashmīr |  | 35507 | 1356335272
Udine, Friuli-Venezia Giulia, Italy | Udine | Udine | 46.0667 | 13.2333 | Italy | IT | ITA | Friuli-Venezia Giulia | minor | 99341 | 1380396446
Udipi, Karnātaka, India | Udipi | Udipi | 13.3322 | 74.7461 | India | IN | IND | Karnātaka |  | 165401 | 1356145399
Udomlya, Tverskaya Oblast’, Russia | Udomlya | Udomlya | 57.8833 | 35.0167 | Russia | RU | RUS | Tverskaya Oblast’ |  | 28119 | 1643942215
Udon Thani, Udon Thani, Thailand | Udon Thani | Udon Thani | 17.4164 | 102.75 | Thailand | TH | THA | Udon Thani | admin | 130274 | 1764676047
Ueckermünde, Mecklenburg-Western Pomerania, Germany | Ueckermünde | Ueckermunde | 53.7333 | 14.0333 | Germany | DE | DEU | Mecklenburg-Western Pomerania |  | 8591 | 1276552736
Ueda, Nagano, Japan | Ueda | Ueda | 36.4019 | 138.2492 | Japan | JP | JPN | Nagano |  | 154201 | 1392438902
Uelen, Chukotskiy Avtonomnyy Okrug, Russia | Uelen | Uelen | 66.1541 | -169.8106 | Russia | RU | RUS | Chukotskiy Avtonomnyy Okrug |  | 776 | 1643387315
Uelzen, Lower Saxony, Germany | Uelzen | Uelzen | 52.9647 | 10.5658 | Germany | DE | DEU | Lower Saxony | minor | 33614 | 1276042012
Uenohara, Yamanashi, Japan | Uenohara | Uenohara | 35.6303 | 139.1086 | Japan | JP | JPN | Yamanashi |  | 23052 | 1392602835
Uetersen, Schleswig-Holstein, Germany | Uetersen | Uetersen | 53.6872 | 9.6692 | Germany | DE | DEU | Schleswig-Holstein |  | 18496 | 1276507212
Uettligen, Bern, Switzerland | Uettligen | Uettligen | 46.9775 | 7.4792 | Switzerland | CH | CHE | Bern |  | 11335 | 1756811836
Ufa, Bashkortostan, Russia | Ufa | Ufa | 54.7333 | 55.9667 | Russia | RU | RUS | Bashkortostan | admin | 1115560 | 1643722928
Uffenheim, Bavaria, Germany | Uffenheim | Uffenheim | 49.5333 | 10.25 | Germany | DE | DEU | Bavaria |  | 6518 | 1276305335
Uglegorsk, Sakhalinskaya Oblast’, Russia | Uglegorsk | Uglegorsk | 49.0667 | 142.0333 | Russia | RU | RUS | Sakhalinskaya Oblast’ |  | 8687 | 1643572665
Uglich, Yaroslavskaya Oblast’, Russia | Uglich | Uglich | 57.5333 | 38.3333 | Russia | RU | RUS | Yaroslavskaya Oblast’ |  | 32146 | 1643786573
Ugol’nyye Kopi, Chukotskiy Avtonomnyy Okrug, Russia | Ugol’nyye Kopi | Ugol'nyye Kopi | 64.7333 | 177.7 | Russia | RU | RUS | Chukotskiy Avtonomnyy Okrug |  | 3367 | 1643017360
Uherské Hradiště, Zlínský Kraj, Czechia | Uherské Hradiště | Uherske Hradiste | 49.0698 | 17.4597 | Czechia | CZ | CZE | Zlínský Kraj |  | 25247 | 1203165664
Uherský Brod, Zlínský Kraj, Czechia | Uherský Brod | Uhersky Brod | 49.0251 | 17.6472 | Czechia | CZ | CZE | Zlínský Kraj |  | 16441 | 1203839661
Uhingen, Baden-Württemberg, Germany | Uhingen | Uhingen | 48.7058 | 9.5919 | Germany | DE | DEU | Baden-Württemberg |  | 14422 | 1276901108
Uhrichsville, Ohio, United States | Uhrichsville | Uhrichsville | 40.4005 | -81.3515 | United States | US | USA | Ohio |  | 5314 | 1840010393
Uíge, Uíge, Angola | Uíge | Uige | -7.62 | 15.05 | Angola | AO | AGO | Uíge | admin | 60008 | 1024666275
Uijeongbu, Gyeonggi, Korea, South | Uijeongbu | Uijeongbu | 37.7486 | 127.0389 | Korea, South | KR | KOR | Gyeonggi |  | 421579 | 1410888678
Uitenhage, Eastern Cape, South Africa | Uitenhage | Uitenhage | -33.75 | 25.4 | South Africa | ZA | ZAF | Eastern Cape |  | 103639 | 1710276157
Ŭiwang, Gyeonggi, Korea, South | Ŭiwang | Uiwang | 37.3447 | 126.9683 | Korea, South | KR | KOR | Gyeonggi |  | 154879 | 1410211816
Újfehértó, Szabolcs-Szatmár-Bereg, Hungary | Újfehértó | Ujfeherto | 47.8 | 21.6833 | Hungary | HU | HUN | Szabolcs-Szatmár-Bereg |  | 12736 | 1348703777
Uji, Kyōto, Japan | Uji | Uji | 34.8808 | 135.7794 | Japan | JP | JPN | Kyōto |  | 180975 | 1392148678
Ujjain, Madhya Pradesh, India | Ujjain | Ujjain | 23.1828 | 75.7772 | India | IN | IND | Madhya Pradesh |  | 515215 | 1356050735
Újszász, Jász-Nagykun-Szolnok, Hungary | Újszász | Ujszasz | 47.3 | 20.0833 | Hungary | HU | HUN | Jász-Nagykun-Szolnok |  | 6043 | 1348770356
Ukhta, Komi, Russia | Ukhta | Ukhta | 63.5667 | 53.7 | Russia | RU | RUS | Komi |  | 97087 | 1643005165
Ukiah, California, United States | Ukiah | Ukiah | 39.1463 | -123.2105 | United States | US | USA | California |  | 29561 | 1840021420
Ukmergė, Ukmergė, Lithuania | Ukmergė | Ukmerge | 55.2667 | 24.75 | Lithuania | LT | LTU | Ukmergė | admin | 21226 | 1440784663
Ukrainsk, Donets’ka Oblast’, Ukraine | Ukrainsk | Ukrainsk | 48.1 | 37.3667 | Ukraine | UA | UKR | Donets’ka Oblast’ |  | 11824 | 1804349001
Ulaanbaatar, Ulaanbaatar, Mongolia | Ulaanbaatar | Ulaanbaatar | 47.9203 | 106.9172 | Mongolia | MN | MNG | Ulaanbaatar | primary | 1396288 | 1496024767
Ulaangom, Uvs, Mongolia | Ulaangom | Ulaangom | 49.9833 | 92.0667 | Mongolia | MN | MNG | Uvs | admin | 26319 | 1496088351
Ulaan-Uul, Dornogovĭ, Mongolia | Ulaan-Uul | Ulaan-Uul | 44.3337 | 111.2333 | Mongolia | MN | MNG | Dornogovĭ | minor | 3726 | 1496264968
Ulanhot, Inner Mongolia, China | Ulanhot | Ulanhot | 46.0726 | 122.0719 | China | CN | CHN | Inner Mongolia |  | 327081 | 1156182060
Ulan-Ude, Buryatiya, Russia | Ulan-Ude | Ulan-Ude | 51.8272 | 107.6064 | Russia | RU | RUS | Buryatiya | admin | 431922 | 1643774900
Ulbroka, Stopiņu Novads, Latvia | Ulbroka | Ulbroka | 56.9363 | 24.3039 | Latvia | LV | LVA | Stopiņu Novads | admin |  | 1428511061
Ulchin, Gyeongbuk, Korea, South | Ulchin | Ulchin | 37.002 | 129.4003 | Korea, South | KR | KOR | Gyeongbuk |  | 14426 | 1410704555
Ulcinj, Ulcinj, Montenegro | Ulcinj | Ulcinj | 41.9236 | 19.2056 | Montenegro | ME | MNE | Ulcinj | admin | 19921 | 1499867182
Ulhāsnagar, Mahārāshtra, India | Ulhāsnagar | Ulhasnagar | 19.2167 | 73.15 | India | IN | IND | Mahārāshtra |  | 506098 | 1356375341
Uliastay, Dzavhan, Mongolia | Uliastay | Uliastay | 47.7417 | 96.8444 | Mongolia | MN | MNG | Dzavhan | admin | 22006 | 1496103841
Ulkan, Irkutskaya Oblast’, Russia | Ulkan | Ulkan | 55.9004 | 107.7833 | Russia | RU | RUS | Irkutskaya Oblast’ |  | 10 | 1643020424
Ulladulla, New South Wales, Australia | Ulladulla | Ulladulla | -35.3486 | 150.4678 | Australia | AU | AUS | New South Wales |  | 15278 | 1036687220
Üllő, Pest, Hungary | Üllő | Ullo | 47.3842 | 19.3444 | Hungary | HU | HUN | Pest |  | 11949 | 1348501834
Ulm, Baden-Württemberg, Germany | Ulm | Ulm | 48.3984 | 9.9916 | Germany | DE | DEU | Baden-Württemberg | minor | 126329 | 1276002212
Ulmeni, Maramureş, Romania | Ulmeni | Ulmeni | 47.4656 | 23.3003 | Romania | RO | ROU | Maramureş |  | 7270 | 1642400445
Ulricehamn, Västra Götaland, Sweden | Ulricehamn | Ulricehamn | 57.7917 | 13.4186 | Sweden | SE | SWE | Västra Götaland | minor | 11443 | 1752323454
Ulsan, Ulsan, Korea, South | Ulsan | Ulsan | 35.55 | 129.3167 | Korea, South | KR | KOR | Ulsan | admin | 1166033 | 1410134602
Ulster, New York, United States | Ulster | Ulster | 41.9699 | -74.0041 | United States | US | USA | New York |  | 12388 | 1840087981
Uluberiya, West Bengal, India | Uluberiya | Uluberiya | 22.47 | 88.11 | India | IN | IND | West Bengal |  | 235345 | 1356354610
Ulubey, Uşak, Turkey | Ulubey | Ulubey | 38.4216 | 29.2895 | Turkey | TR | TUR | Uşak | minor | 12955 | 1792931185
Ulundi, KwaZulu-Natal, South Africa | Ulundi | Ulundi | -28.335 | 31.4161 | South Africa | ZA | ZAF | KwaZulu-Natal |  | 29132 | 1710823263
Ulverston, Cumbria, United Kingdom | Ulverston | Ulverston | 54.193 | -3.09 | United Kingdom | GB | GBR | Cumbria |  | 11678 | 1826513559
Ulverstone, Tasmania, Australia | Ulverstone | Ulverstone | -41.1667 | 146.1667 | Australia | AU | AUS | Tasmania |  | 14109 | 1036014544
Ulvila, Satakunta, Finland | Ulvila | Ulvila | 61.4292 | 21.875 | Finland | FI | FIN | Satakunta | minor | 13237 | 1246357042
Ulyanovsk, Ul’yanovskaya Oblast’, Russia | Ulyanovsk | Ulyanovsk | 54.3167 | 48.3667 | Russia | RU | RUS | Ul’yanovskaya Oblast’ | admin | 624518 | 1643668944
Ulysses, Kansas, United States | Ulysses | Ulysses | 37.5774 | -101.3549 | United States | US | USA | Kansas |  | 5711 | 1840010856
Uman, Yucatán, Mexico | Uman | Uman | 20.8833 | -89.75 | Mexico | MX | MEX | Yucatán |  | 39611 | 1484009408
Uman’, Cherkas’ka Oblast’, Ukraine | Uman’ | Uman' | 48.75 | 30.2167 | Ukraine | UA | UKR | Cherkas’ka Oblast’ | minor | 82762 | 1804670442
Umaria, Madhya Pradesh, India | Umaria | Umaria | 23.5245 | 80.8365 | India | IN | IND | Madhya Pradesh |  | 33114 | 1356133627
Umarkot, Sindh, Pakistan | Umarkot | Umarkot | 25.3614 | 69.7361 | Pakistan | PK | PAK | Sindh | minor | 35059 | 1586494172
Umatilla, Oregon, United States | Umatilla | Umatilla | 45.912 | -119.3145 | United States | US | USA | Oregon |  | 7321 | 1840021195
Umba, Murmanskaya Oblast’, Russia | Umba | Umba | 66.6814 | 34.3455 | Russia | RU | RUS | Murmanskaya Oblast’ |  | 6128 | 1643774657
Umeå, Västerbotten, Sweden | Umeå | Umea | 63.8285 | 20.2706 | Sweden | SE | SWE | Västerbotten | admin | 89607 | 1752273881
Umi, Fukuoka, Japan | Umi | Umi | 33.5678 | 130.5111 | Japan | JP | JPN | Fukuoka |  | 37609 | 1392401859
Umm al ‘Abīd, Wādī ash Shāţi’, Libya | Umm al ‘Abīd | Umm al `Abid | 27.517 | 15.0333 | Libya | LY | LBY | Wādī ash Shāţi’ |  | 300 | 1434373121
Umm al Qaywayn, Umm al Qaywayn, United Arab Emirates | Umm al Qaywayn | Umm al Qaywayn | 25.5653 | 55.5533 | United Arab Emirates | AE | ARE | Umm al Qaywayn | admin | 44411 | 1784525230
Umm el Faḥm, Haifa, Israel | Umm el Faḥm | Umm el Fahm | 32.5158 | 35.1525 | Israel | IL | ISR | Haifa |  | 55300 | 1376814378
Umm Qaşr, Al Başrah, Iraq | Umm Qaşr | Umm Qasr | 30.0342 | 47.9294 | Iraq | IQ | IRQ | Al Başrah |  | 107620 | 1368478549
Umm Ruwaba, North Kordofan, Sudan | Umm Ruwaba | Umm Ruwaba | 12.9058 | 31.2156 | Sudan | SD | SDN | North Kordofan |  | 55742 | 1729566926
Umm Şalāl ‘Alī, Umm Şalāl, Qatar | Umm Şalāl ‘Alī | Umm Salal `Ali | 25.4697 | 51.3975 | Qatar | QA | QAT | Umm Şalāl | admin |  | 1634646507
Umtata, Eastern Cape, South Africa | Umtata | Umtata | -31.58 | 28.79 | South Africa | ZA | ZAF | Eastern Cape |  | 137772 | 1710651314
Umuahia, Abia, Nigeria | Umuahia | Umuahia | 5.5333 | 7.4833 | Nigeria | NG | NGA | Abia | admin | 359230 | 1566217980
Un’goofaaru, Maalhosmadulu Uthuruburi, Maldives | Un’goofaaru | Un'goofaaru | 5.6681 | 73.0302 | Maldives | MV | MDV | Maalhosmadulu Uthuruburi | admin |  | 1462941721
Uncia, Potosí, Bolivia | Uncia | Uncia | -18.4682 | -66.5648 | Bolivia | BO | BOL | Potosí |  | 5709 | 1068104554
Unecha, Bryanskaya Oblast’, Russia | Unecha | Unecha | 52.85 | 32.6833 | Russia | RU | RUS | Bryanskaya Oblast’ |  | 23550 | 1643789718
Ungheni, Ungheni, Moldova | Ungheni | Ungheni | 47.2042 | 27.7958 | Moldova | MD | MDA | Ungheni | admin | 30804 | 1498687533
Ungheni, Mureş, Romania | Ungheni | Ungheni | 46.4858 | 24.4608 | Romania | RO | ROU | Mureş |  | 6945 | 1642828169
Uničov, Olomoucký Kraj, Czechia | Uničov | Unicov | 49.7709 | 17.1215 | Czechia | CZ | CZE | Olomoucký Kraj |  | 11335 | 1203442454
Union, New Jersey, United States | Union | Union | 40.6953 | -74.2697 | United States | US | USA | New Jersey |  | 58158 | 1840056367
Union, New York, United States | Union | Union | 42.1258 | -76.0329 | United States | US | USA | New York |  | 54250 | 1840058557
Union, Missouri, United States | Union | Union | 38.44 | -90.9927 | United States | US | USA | Missouri |  | 10172 | 1840010769
Union, South Carolina, United States | Union | Union | 34.7235 | -81.6248 | United States | US | USA | South Carolina |  | 9132 | 1840015533
Union, Ohio, United States | Union | Union | 39.909 | -84.2896 | United States | US | USA | Ohio |  | 6891 | 1840010583
Union, Kentucky, United States | Union | Union | 38.9472 | -84.6731 | United States | US | USA | Kentucky |  | 6034 | 1840015166
Union Beach, New Jersey, United States | Union Beach | Union Beach | 40.4454 | -74.1699 | United States | US | USA | New Jersey |  | 5305 | 1840001369
Unión Chocó, Emberá-Wounaan, Panama | Unión Chocó | Union Choco | 8.0778 | -77.5583 | Panama | PA | PAN | Emberá-Wounaan | admin |  | 1591671914
Union City, New Jersey, United States | Union City | Union City | 40.7674 | -74.0323 | United States | US | USA | New Jersey |  | 67982 | 1840001034
Union City, California, United States | Union City | Union City | 37.603 | -122.0187 | United States | US | USA | California |  | 74107 | 1840021539
Union City, Georgia, United States | Union City | Union City | 33.5941 | -84.5629 | United States | US | USA | Georgia |  | 22399 | 1840015610
Union City, Tennessee, United States | Union City | Union City | 36.4268 | -89.0474 | United States | US | USA | Tennessee |  | 9763 | 1840015280
Union City, Indiana, United States | Union City | Union City | 40.1995 | -84.8206 | United States | US | USA | Indiana |  | 5223 | 1840010480
Union Gap, Washington, United States | Union Gap | Union Gap | 46.5566 | -120.4977 | United States | US | USA | Washington |  | 6200 | 1840021152
Union Grove, Wisconsin, United States | Union Grove | Union Grove | 42.6863 | -88.0495 | United States | US | USA | Wisconsin |  | 7251 | 1840002487
Union Hill-Novelty Hill, Washington, United States | Union Hill-Novelty Hill | Union Hill-Novelty Hill | 47.6788 | -122.0284 | United States | US | USA | Washington |  | 22034 | 1840074663
Union Park, Florida, United States | Union Park | Union Park | 28.5645 | -81.2354 | United States | US | USA | Florida |  | 13254 | 1840014090
Union Township, Pennsylvania, United States | Union Township | Union Township | 40.2477 | -79.9843 | United States | US | USA | Pennsylvania |  | 5735 | 1840147978
Uniondale, New York, United States | Uniondale | Uniondale | 40.7176 | -73.5947 | United States | US | USA | New York |  | 31828 | 1840005279
Uniontown, Pennsylvania, United States | Uniontown | Uniontown | 39.8994 | -79.7244 | United States | US | USA | Pennsylvania |  | 48137 | 1840000671
Unionville, North Carolina, United States | Unionville | Unionville | 35.0716 | -80.5173 | United States | US | USA | North Carolina |  | 7195 | 1840016457
Unity, Pennsylvania, United States | Unity | Unity | 40.2811 | -79.4236 | United States | US | USA | Pennsylvania |  | 22156 | 1840144811
Universal City, Texas, United States | Universal City | Universal City | 29.5521 | -98.3074 | United States | US | USA | Texas |  | 20890 | 1840022225
University, Florida, United States | University | University | 28.0771 | -82.4335 | United States | US | USA | Florida |  | 46359 | 1840073852
University at Buffalo, New York, United States | University at Buffalo | University at Buffalo | 43.0025 | -78.7887 | United States | US | USA | New York |  | 6173 | 1840043236
University City, Missouri, United States | University City | University City | 38.6657 | -90.3315 | United States | US | USA | Missouri |  | 34165 | 1840010739
University Heights, Ohio, United States | University Heights | University Heights | 41.4948 | -81.5348 | United States | US | USA | Ohio |  | 12797 | 1840003416
University of California-Davis, California, United States | University of California-Davis | University of California-Davis | 38.5374 | -121.7576 | United States | US | USA | California |  | 7379 | 1840042938
University of Virginia, Virginia, United States | University of Virginia | University of Virginia | 38.0405 | -78.5163 | United States | US | USA | Virginia |  | 8487 | 1840140574
University Park, Florida, United States | University Park | University Park | 25.7469 | -80.3684 | United States | US | USA | Florida |  | 26317 | 1840029013
University Park, Texas, United States | University Park | University Park | 32.8506 | -96.7937 | United States | US | USA | Texas |  | 24985 | 1840022055
University Park, Illinois, United States | University Park | University Park | 41.4461 | -87.7154 | United States | US | USA | Illinois |  | 6887 | 1840029849
University Place, Washington, United States | University Place | University Place | 47.2147 | -122.5461 | United States | US | USA | Washington |  | 34001 | 1840021130
Unkel, Rhineland-Palatinate, Germany | Unkel | Unkel | 50.6008 | 7.215 | Germany | DE | DEU | Rhineland-Palatinate |  | 5021 | 1276893554
Unna, North Rhine-Westphalia, Germany | Unna | Unna | 51.5347 | 7.6889 | Germany | DE | DEU | North Rhine-Westphalia | minor | 58633 | 1276028114
Unterschleißheim, Bavaria, Germany | Unterschleißheim | Unterschleissheim | 48.2833 | 11.5667 | Germany | DE | DEU | Bavaria |  | 28907 | 1276071648
Unterseen, Bern, Switzerland | Unterseen | Unterseen | 46.6872 | 7.8497 | Switzerland | CH | CHE | Bern |  | 5750 | 1756540929
Unterzollikofen, Bern, Switzerland | Unterzollikofen | Unterzollikofen | 46.9997 | 7.4569 | Switzerland | CH | CHE | Bern |  | 10314 | 1756008686
Ünye, Ordu, Turkey | Ünye | Unye | 41.1271 | 37.2882 | Turkey | TR | TUR | Ordu | minor | 126702 | 1792053028
Uonuma, Niigata, Japan | Uonuma | Uonuma | 37.2333 | 138.9667 | Japan | JP | JPN | Niigata |  | 34895 | 1392915660
Upata, Bolívar, Venezuela | Upata | Upata | 8.0204 | -62.41 | Venezuela | VE | VEN | Bolívar | minor | 53685 | 1862794619
Upernavik, Qaasuitsup, Greenland | Upernavik | Upernavik | 72.7839 | -56.1506 | Greenland | GL | GRL | Qaasuitsup |  | 1218 | 1304750851
Upholland, Lancashire, United Kingdom | Upholland | Upholland | 53.541 | -2.728 | United Kingdom | GB | GBR | Lancashire |  | 7376 | 1826100533
Úpice, Královéhradecký Kraj, Czechia | Úpice | Upice | 50.5124 | 16.0162 | Czechia | CZ | CZE | Královéhradecký Kraj |  | 5639 | 1203784596
Upington, Northern Cape, South Africa | Upington | Upington | -28.4572 | 21.2425 | South Africa | ZA | ZAF | Northern Cape |  | 121189 | 1710210449
Upland, California, United States | Upland | Upland | 34.1178 | -117.6603 | United States | US | USA | California |  | 77140 | 1840021730
Upminster, Havering, United Kingdom | Upminster | Upminster | 51.5557 | 0.2512 | United Kingdom | GB | GBR | Havering |  | 25361 | 1826720044
Upper, New Jersey, United States | Upper | Upper | 39.2563 | -74.727 | United States | US | USA | New Jersey |  | 11909 | 1840081578
Upper Allen, Pennsylvania, United States | Upper Allen | Upper Allen | 40.1801 | -76.9807 | United States | US | USA | Pennsylvania |  | 19606 | 1840151634
Upper Arlington, Ohio, United States | Upper Arlington | Upper Arlington | 40.0272 | -83.0704 | United States | US | USA | Ohio |  | 35366 | 1840003762
Upper Buchanan, Grand Bassa, Liberia | Upper Buchanan | Upper Buchanan | 5.9161 | -10.0525 | Liberia | LR | LBR | Grand Bassa |  | 48315 | 1430177860
Upper Chichester, Pennsylvania, United States | Upper Chichester | Upper Chichester | 39.8414 | -75.4421 | United States | US | USA | Pennsylvania |  | 16898 | 1840142584
Upper Darby, Pennsylvania, United States | Upper Darby | Upper Darby | 39.949 | -75.2892 | United States | US | USA | Pennsylvania |  | 82846 | 1840035234
Upper Deerfield, New Jersey, United States | Upper Deerfield | Upper Deerfield | 39.4936 | -75.2158 | United States | US | USA | New Jersey |  | 7473 | 1840081586
Upper Dublin, Pennsylvania, United States | Upper Dublin | Upper Dublin | 40.1502 | -75.1813 | United States | US | USA | Pennsylvania |  | 26269 | 1840152392
Upper Freehold, New Jersey, United States | Upper Freehold | Upper Freehold | 40.1552 | -74.5283 | United States | US | USA | New Jersey |  | 6906 | 1840081645
Upper Grand Lagoon, Florida, United States | Upper Grand Lagoon | Upper Grand Lagoon | 30.169 | -85.7407 | United States | US | USA | Florida |  | 17045 | 1840029090
Upper Gwynedd, Pennsylvania, United States | Upper Gwynedd | Upper Gwynedd | 40.2143 | -75.289 | United States | US | USA | Pennsylvania |  | 15826 | 1840152390
Upper Hanover, Pennsylvania, United States | Upper Hanover | Upper Hanover | 40.3954 | -75.5106 | United States | US | USA | Pennsylvania |  | 7483 | 1840152391
Upper Hutt, Wellington, New Zealand | Upper Hutt | Upper Hutt | -41.1333 | 175.05 | New Zealand | NZ | NZL | Wellington |  | 41000 | 1554000042
Upper Leacock, Pennsylvania, United States | Upper Leacock | Upper Leacock | 40.0801 | -76.1854 | United States | US | USA | Pennsylvania |  | 8873 | 1840142492
Upper Macungie, Pennsylvania, United States | Upper Macungie | Upper Macungie | 40.5694 | -75.6244 | United States | US | USA | Pennsylvania |  | 23597 | 1840146587
Upper Makefield, Pennsylvania, United States | Upper Makefield | Upper Makefield | 40.2942 | -74.925 | United States | US | USA | Pennsylvania |  | 8357 | 1840150060
Upper Merion, Pennsylvania, United States | Upper Merion | Upper Merion | 40.0902 | -75.3791 | United States | US | USA | Pennsylvania |  | 29400 | 1840152386
Upper Milford, Pennsylvania, United States | Upper Milford | Upper Milford | 40.4934 | -75.5192 | United States | US | USA | Pennsylvania |  | 7638 | 1840148584
Upper Montclair, New Jersey, United States | Upper Montclair | Upper Montclair | 40.8428 | -74.2014 | United States | US | USA | New Jersey |  | 11744 | 1840024255
Upper Moreland, Pennsylvania, United States | Upper Moreland | Upper Moreland | 40.1572 | -75.1021 | United States | US | USA | Pennsylvania |  | 24148 | 1840152387
Upper Mount Bethel, Pennsylvania, United States | Upper Mount Bethel | Upper Mount Bethel | 40.8984 | -75.1386 | United States | US | USA | Pennsylvania |  | 6843 | 1840146262
Upper Nazareth, Pennsylvania, United States | Upper Nazareth | Upper Nazareth | 40.7369 | -75.3346 | United States | US | USA | Pennsylvania |  | 6764 | 1840150357
Upper Pottsgrove, Pennsylvania, United States | Upper Pottsgrove | Upper Pottsgrove | 40.2824 | -75.6362 | United States | US | USA | Pennsylvania |  | 5584 | 1840145448
Upper Providence, Pennsylvania, United States | Upper Providence | Upper Providence | 40.1655 | -75.4889 | United States | US | USA | Pennsylvania |  | 23589 | 1840145447
Upper Saddle River, New Jersey, United States | Upper Saddle River | Upper Saddle River | 41.0633 | -74.0986 | United States | US | USA | New Jersey |  | 8205 | 1840000920
Upper Sandusky, Ohio, United States | Upper Sandusky | Upper Sandusky | 40.8298 | -83.2721 | United States | US | USA | Ohio |  | 5911 | 1840010346
Upper Saucon, Pennsylvania, United States | Upper Saucon | Upper Saucon | 40.5364 | -75.4084 | United States | US | USA | Pennsylvania |  | 16429 | 1840146376
Upper Southampton, Pennsylvania, United States | Upper Southampton | Upper Southampton | 40.1723 | -75.0362 | United States | US | USA | Pennsylvania |  | 15042 | 1840150058
Upper St. Clair, Pennsylvania, United States | Upper St. Clair | Upper St. Clair | 40.3336 | -80.0842 | United States | US | USA | Pennsylvania |  | 19592 | 1840005397
Upper Uwchlan, Pennsylvania, United States | Upper Uwchlan | Upper Uwchlan | 40.0817 | -75.7071 | United States | US | USA | Pennsylvania |  | 11509 | 1840145646
Upper Yoder, Pennsylvania, United States | Upper Yoder | Upper Yoder | 40.2995 | -78.9907 | United States | US | USA | Pennsylvania |  | 5195 | 1840143649
Uppsala, Uppsala, Sweden | Uppsala | Uppsala | 59.8498 | 17.6389 | Sweden | SE | SWE | Uppsala | admin | 164535 | 1752953686
Uppsala, Stockholm, Sweden | Uppsala | Uppsala | 59.8601 | 17.64 | Sweden | SE | SWE | Stockholm |  | 133117 | 1752330831
Upton, Wirral, United Kingdom | Upton | Upton | 53.385 | -3.099 | United Kingdom | GB | GBR | Wirral |  | 16130 | 1826951403
Upton, Massachusetts, United States | Upton | Upton | 42.1771 | -71.6043 | United States | US | USA | Massachusetts |  | 7835 | 1840053608
Uran, Mahārāshtra, India | Uran | Uran | 18.89 | 72.95 | India | IN | IND | Mahārāshtra |  | 30439 | 1356923031
Uray, Khanty-Mansiyskiy Avtonomnyy Okrug-Yugra, Russia | Uray | Uray | 60.1333 | 64.7833 | Russia | RU | RUS | Khanty-Mansiyskiy Avtonomnyy Okrug-Yugra |  | 40559 | 1643009149
Urbana, Illinois, United States | Urbana | Urbana | 40.1106 | -88.1972 | United States | US | USA | Illinois |  | 42214 | 1840010451
Urbana, Maryland, United States | Urbana | Urbana | 39.3237 | -77.3411 | United States | US | USA | Maryland |  | 11788 | 1840024455
Urbana, Ohio, United States | Urbana | Urbana | 40.1085 | -83.7542 | United States | US | USA | Ohio |  | 11313 | 1840010488
Urbandale, Iowa, United States | Urbandale | Urbandale | 41.639 | -93.7813 | United States | US | USA | Iowa |  | 44379 | 1840010184
Urbino, Marche, Italy | Urbino | Urbino | 43.7252 | 12.6372 | Italy | IT | ITA | Marche |  | 14558 | 1380375007
Urdaneta, Pangasinan, Philippines | Urdaneta | Urdaneta | 15.9761 | 120.5711 | Philippines | PH | PHL | Pangasinan |  | 132940 | 1608117383
Urdorf, Zürich, Switzerland | Urdorf | Urdorf | 47.3867 | 8.4278 | Switzerland | CH | CHE | Zürich |  | 9768 | 1756382154
Uren, Nizhegorodskaya Oblast’, Russia | Uren | Uren | 57.4667 | 45.7833 | Russia | RU | RUS | Nizhegorodskaya Oblast’ |  | 12309 | 1643733031
Ureshinomachi-shimojuku, Saga, Japan | Ureshinomachi-shimojuku | Ureshinomachi-shimojuku | 33.1278 | 130.06 | Japan | JP | JPN | Saga |  | 26349 | 1392832096
Urganch, Xorazm, Uzbekistan | Urganch | Urganch | 41.5345 | 60.6249 | Uzbekistan | UZ | UZB | Xorazm | admin | 135100 | 1860546433
Urgut Shahri, Samarqand, Uzbekistan | Urgut Shahri | Urgut Shahri | 39.4007 | 67.2607 | Uzbekistan | UZ | UZB | Samarqand | minor | 99675 | 1860562788
Uriangato, Guanajuato, Mexico | Uriangato | Uriangato | 20.1333 | -101.1667 | Mexico | MX | MEX | Guanajuato | minor | 59305 | 1484679933
Uricani, Hunedoara, Romania | Uricani | Uricani | 45.3364 | 23.1525 | Romania | RO | ROU | Hunedoara |  | 8972 | 1642297592
Urla, İzmir, Turkey | Urla | Urla | 38.3222 | 26.7647 | Turkey | TR | TUR | İzmir | minor | 66360 | 1792891509
Urlaţi, Prahova, Romania | Urlaţi | Urlati | 44.9911 | 26.2306 | Romania | RO | ROU | Prahova |  | 10541 | 1642991505
Urmston, Trafford, United Kingdom | Urmston | Urmston | 53.4487 | -2.3747 | United Kingdom | GB | GBR | Trafford |  | 41825 | 1826636761
Urraween, Queensland, Australia | Urraween | Urraween | -25.2955 | 152.8219 | Australia | AU | AUS | Queensland |  | 6969 | 1036945468
Uruapan, Michoacán de Ocampo, Mexico | Uruapan | Uruapan | 19.4208 | -102.0628 | Mexico | MX | MEX | Michoacán de Ocampo | minor | 315350 | 1484051478
Urubamba, Cusco, Peru | Urubamba | Urubamba | -13.3042 | -72.1167 | Peru | PE | PER | Cusco |  | 2700 | 1604753575
Uruguaiana, Rio Grande do Sul, Brazil | Uruguaiana | Uruguaiana | -29.755 | -57.0878 | Brazil | BR | BRA | Rio Grande do Sul |  | 125435 | 1076680267
Ürümqi, Xinjiang, China | Ürümqi | Urumqi | 43.825 | 87.6 | China | CN | CHN | Xinjiang | admin | 3112559 | 1156051276
Urus-Martan, Chechnya, Russia | Urus-Martan | Urus-Martan | 43.1224 | 45.5366 | Russia | RU | RUS | Chechnya | minor | 59954 | 1643013764
Uryupinsk, Volgogradskaya Oblast’, Russia | Uryupinsk | Uryupinsk | 50.8 | 42.0167 | Russia | RU | RUS | Volgogradskaya Oblast’ |  | 37620 | 1643866080
Uryzhar, Shyghys Qazaqstan, Kazakhstan | Uryzhar | Uryzhar | 47.1002 | 81.6048 | Kazakhstan | KZ | KAZ | Shyghys Qazaqstan |  | 14826 | 1398461653
Urzhum, Kirovskaya Oblast’, Russia | Urzhum | Urzhum | 57.1167 | 50 | Russia | RU | RUS | Kirovskaya Oblast’ |  | 9919 | 1643578582
Uşak, Uşak, Turkey | Uşak | Usak | 38.6833 | 29.4 | Turkey | TR | TUR | Uşak | admin | 252044 | 1792360822
Usakos, Erongo, Namibia | Usakos | Usakos | -22 | 15.6 | Namibia | NA | NAM | Erongo |  | 9147 | 1516430978
Ushiku, Ibaraki, Japan | Ushiku | Ushiku | 35.9833 | 140.15 | Japan | JP | JPN | Ibaraki |  | 84637 | 1392965168
Üshtöbe, Almaty, Kazakhstan | Üshtöbe | Ushtobe | 45.2653 | 77.97 | Kazakhstan | KZ | KAZ | Almaty |  | 20492 | 1398940566
Ushuaia, Tierra del Fuego, Antártida e Islas del Atlántico Sur, Argentina | Ushuaia | Ushuaia | -54.8072 | -68.3044 | Argentina | AR | ARG | Tierra del Fuego, Antártida e Islas del Atlántico Sur | admin | 56956 | 1032847885
Usingen, Hesse, Germany | Usingen | Usingen | 50.334 | 8.5372 | Germany | DE | DEU | Hesse |  | 14505 | 1276509598
Usinsk, Komi, Russia | Usinsk | Usinsk | 65.9998 | 57.5414 | Russia | RU | RUS | Komi |  | 38376 | 1643395315
Uslar, Lower Saxony, Germany | Uslar | Uslar | 51.6597 | 9.6358 | Germany | DE | DEU | Lower Saxony |  | 14236 | 1276673378
Usman, Lipetskaya Oblast’, Russia | Usman | Usman | 52.05 | 39.7333 | Russia | RU | RUS | Lipetskaya Oblast’ |  | 19956 | 1643486876
Usol’ye-Sibirskoye, Irkutskaya Oblast’, Russia | Usol’ye-Sibirskoye | Usol'ye-Sibirskoye | 52.75 | 103.65 | Russia | RU | RUS | Irkutskaya Oblast’ |  | 77407 | 1643895073
Usolye, Permskiy Kray, Russia | Usolye | Usolye | 59.4167 | 56.6833 | Russia | RU | RUS | Permskiy Kray |  | 6368 | 1643126944
Uspallata, Mendoza, Argentina | Uspallata | Uspallata | -32.5931 | -69.346 | Argentina | AR | ARG | Mendoza |  | 2390 | 1032547934
Ussuriysk, Primorskiy Kray, Russia | Ussuriysk | Ussuriysk | 43.8 | 131.95 | Russia | RU | RUS | Primorskiy Kray |  | 170660 | 1643001263
Ust’-Dzheguta, Karachayevo-Cherkesiya, Russia | Ust’-Dzheguta | Ust'-Dzheguta | 44.0928 | 41.9822 | Russia | RU | RUS | Karachayevo-Cherkesiya |  | 30369 | 1643267187
Ust’-Ilimsk, Irkutskaya Oblast’, Russia | Ust’-Ilimsk | Ust'-Ilimsk | 58 | 102.6667 | Russia | RU | RUS | Irkutskaya Oblast’ |  | 81976 | 1643673948
Ust’-Kamchatsk, Kamchatskiy Kray, Russia | Ust’-Kamchatsk | Ust'-Kamchatsk | 56.2135 | 162.435 | Russia | RU | RUS | Kamchatskiy Kray |  | 4939 | 1643715088
Ust’-Katav, Chelyabinskaya Oblast’, Russia | Ust’-Katav | Ust'-Katav | 54.9333 | 58.1667 | Russia | RU | RUS | Chelyabinskaya Oblast’ |  | 22042 | 1643326615
Ust’-Kut, Irkutskaya Oblast’, Russia | Ust’-Kut | Ust'-Kut | 56.8 | 105.8333 | Russia | RU | RUS | Irkutskaya Oblast’ |  | 41689 | 1643157794
Ust’-Kuyga, Sakha (Yakutiya), Russia | Ust’-Kuyga | Ust'-Kuyga | 70.0171 | 135.6 | Russia | RU | RUS | Sakha (Yakutiya) |  | 1517 | 1643953506
Ust’-Maya, Sakha (Yakutiya), Russia | Ust’-Maya | Ust'-Maya | 60.4566 | 134.5433 | Russia | RU | RUS | Sakha (Yakutiya) |  | 3062 | 1643532310
Ust’-Nera, Sakha (Yakutiya), Russia | Ust’-Nera | Ust'-Nera | 64.5666 | 143.2 | Russia | RU | RUS | Sakha (Yakutiya) |  | 9148 | 1643124244
Ust’-Nyukzha, Amurskaya Oblast’, Russia | Ust’-Nyukzha | Ust'-Nyukzha | 56.5312 | 121.6131 | Russia | RU | RUS | Amurskaya Oblast’ |  | 10 | 1643347046
Ust’-Olenëk, Sakha (Yakutiya), Russia | Ust’-Olenëk | Ust'-Olenek | 72.9978 | 119.7729 | Russia | RU | RUS | Sakha (Yakutiya) |  | 10 | 1643349100
Ust’-Ordynskiy, Irkutskaya Oblast’, Russia | Ust’-Ordynskiy | Ust'-Ordynskiy | 52.833 | 104.7 | Russia | RU | RUS | Irkutskaya Oblast’ |  | 14538 | 1643007224
Uster, Zürich, Switzerland | Uster | Uster | 47.3492 | 8.7192 | Switzerland | CH | CHE | Zürich | minor | 34442 | 1756180752
Ústí nad Labem, Ústecký Kraj, Czechia | Ústí nad Labem | Usti nad Labem | 50.6592 | 14.0417 | Czechia | CZ | CZE | Ústecký Kraj | admin | 92716 | 1203734193
Ústí nad Orlicí, Pardubický Kraj, Czechia | Ústí nad Orlicí | Usti nad Orlici | 49.9739 | 16.3937 | Czechia | CZ | CZE | Pardubický Kraj |  | 14280 | 1203823971
Ustka, Pomorskie, Poland | Ustka | Ustka | 54.5805 | 16.8619 | Poland | PL | POL | Pomorskie |  | 16308 | 1616638026
Ustroń, Śląskie, Poland | Ustroń | Ustron | 49.7167 | 18.8167 | Poland | PL | POL | Śląskie |  | 16065 | 1616758185
Ustyuzhna, Vologodskaya Oblast’, Russia | Ustyuzhna | Ustyuzhna | 58.8333 | 36.4333 | Russia | RU | RUS | Vologodskaya Oblast’ |  | 8622 | 1643553144
Usuki, Ōita, Japan | Usuki | Usuki | 33.1258 | 131.8047 | Japan | JP | JPN | Ōita |  | 36536 | 1392521875
Usulután, Usulután, El Salvador | Usulután | Usulutan | 13.35 | -88.45 | El Salvador | SV | SLV | Usulután | admin | 378606 | 1222984157
Usworth, Sunderland, United Kingdom | Usworth | Usworth | 54.94 | -1.55 | United Kingdom | GB | GBR | Sunderland |  | 9100 | 1826648481
Utena, Utena, Lithuania | Utena | Utena | 55.5 | 25.6028 | Lithuania | LT | LTU | Utena | admin | 26491 | 1440298742
Uthai Thani, Uthai Thani, Thailand | Uthai Thani | Uthai Thani | 15.38 | 100.025 | Thailand | TH | THA | Uthai Thani | admin | 15434 | 1764844835
Utica, New York, United States | Utica | Utica | 43.0961 | -75.226 | United States | US | USA | New York |  | 112650 | 1840002746
Utica, Michigan, United States | Utica | Utica | 42.629 | -83.0218 | United States | US | USA | Michigan |  | 5107 | 1840002417
Utkholok, Kamchatskiy Kray, Russia | Utkholok | Utkholok | 57.5504 | 157.2333 | Russia | RU | RUS | Kamchatskiy Kray |  | 10 | 1643251905
Utley, Bradford, United Kingdom | Utley | Utley | 53.88 | -1.91 | United Kingdom | GB | GBR | Bradford |  | 5500 | 1826191797
Utrecht, Utrecht, Netherlands | Utrecht | Utrecht | 52.1003 | 5.12 | Netherlands | NL | NLD | Utrecht | admin | 640000 | 1528871692
Utsunomiya, Tochigi, Japan | Utsunomiya | Utsunomiya | 36.55 | 139.8833 | Japan | JP | JPN | Tochigi | admin | 519255 | 1392506125
Uttaradit, Uttaradit, Thailand | Uttaradit | Uttaradit | 17.6256 | 100.0942 | Thailand | TH | THA | Uttaradit | admin | 33930 | 1764146253
Uttoxeter, Staffordshire, United Kingdom | Uttoxeter | Uttoxeter | 52.898 | -1.86 | United Kingdom | GB | GBR | Staffordshire |  | 13089 | 1826375262
Utuado, Puerto Rico, Puerto Rico | Utuado | Utuado | 18.2697 | -66.7049 | Puerto Rico | PR | PRI | Puerto Rico |  | 7160 | 1630023623
Uummannaq, Qaasuitsup, Greenland | Uummannaq | Uummannaq | 70.6747 | -52.1264 | Greenland | GL | GRL | Qaasuitsup |  | 1497 | 1304056798
Uusikaupunki, Varsinais-Suomi, Finland | Uusikaupunki | Uusikaupunki | 60.7833 | 21.4167 | Finland | FI | FIN | Varsinais-Suomi | minor | 15510 | 1246110587
Uvalde, Texas, United States | Uvalde | Uvalde | 29.2153 | -99.7782 | United States | US | USA | Texas |  | 18406 | 1840022231
Úvaly, Středočeský Kraj, Czechia | Úvaly | Uvaly | 50.074 | 14.7309 | Czechia | CZ | CZE | Středočeský Kraj |  | 6884 | 1203453685
Uvarovo, Tambovskaya Oblast’, Russia | Uvarovo | Uvarovo | 51.9833 | 42.2667 | Russia | RU | RUS | Tambovskaya Oblast’ |  | 23987 | 1643354757
Uvinza, Kigoma, Tanzania | Uvinza | Uvinza | -5.1036 | 30.3911 | Tanzania | TZ | TZA | Kigoma |  | 80350 | 1834561245
Uvira, Sud-Kivu, Congo (Kinshasa) | Uvira | Uvira | -3.4044 | 29.1379 | Congo (Kinshasa) | CD | COD | Sud-Kivu |  | 170391 | 1180205443
Uwajima, Ehime, Japan | Uwajima | Uwajima | 33.2233 | 132.5606 | Japan | JP | JPN | Ehime |  | 71586 | 1392682766
Uwchlan, Pennsylvania, United States | Uwchlan | Uwchlan | 40.0522 | -75.6679 | United States | US | USA | Pennsylvania |  | 18869 | 1840145647
Uxbridge, Hillingdon, United Kingdom | Uxbridge | Uxbridge | 51.5404 | -0.4778 | United Kingdom | GB | GBR | Hillingdon |  | 70560 | 1826505308
Uxbridge, Ontario, Canada | Uxbridge | Uxbridge | 44.1167 | -79.1333 | Canada | CA | CAN | Ontario |  | 21176 | 1124829638
Uxbridge, Massachusetts, United States | Uxbridge | Uxbridge | 42.0593 | -71.638 | United States | US | USA | Massachusetts |  | 13903 | 1840053609
Uyar, Krasnoyarskiy Kray, Russia | Uyar | Uyar | 55.8167 | 94.3167 | Russia | RU | RUS | Krasnoyarskiy Kray |  | 13167 | 1643343542
Uyo, Akwa Ibom, Nigeria | Uyo | Uyo | 5.008 | 7.85 | Nigeria | NG | NGA | Akwa Ibom | admin | 554906 | 1566061694
Uyuni, Potosí, Bolivia | Uyuni | Uyuni | -20.4627 | -66.824 | Bolivia | BO | BOL | Potosí |  | 26958 | 1068695031
Uzda, Minskaya Voblasts’, Belarus | Uzda | Uzda | 53.4661 | 27.2244 | Belarus | BY | BLR | Minskaya Voblasts’ |  | 10700 | 1112634742
Uzhhorod, Zakarpats’ka Oblast’, Ukraine | Uzhhorod | Uzhhorod | 48.6239 | 22.295 | Ukraine | UA | UKR | Zakarpats’ka Oblast’ | admin | 114897 | 1804851697
Uzhur, Krasnoyarskiy Kray, Russia | Uzhur | Uzhur | 55.3167 | 89.8167 | Russia | RU | RUS | Krasnoyarskiy Kray |  | 19212 | 1643237169
Užice, Užice, Serbia | Užice | Uzice | 43.85 | 19.85 | Serbia | RS | SRB | Užice | admin | 59747 | 1688591624
Uzlovaya, Tul’skaya Oblast’, Russia | Uzlovaya | Uzlovaya | 53.9791 | 38.1601 | Russia | RU | RUS | Tul’skaya Oblast’ |  | 51358 | 1643849363
Uzunköprü, Edirne, Turkey | Uzunköprü | Uzunkopru | 41.2669 | 26.6875 | Turkey | TR | TUR | Edirne | minor | 61485 | 1792592620
Uzwil, Sankt Gallen, Switzerland | Uzwil | Uzwil | 47.45 | 9.1333 | Switzerland | CH | CHE | Sankt Gallen |  | 12885 | 1756713626
Uzyn, Kyyivs’ka Oblast’, Ukraine | Uzyn | Uzyn | 49.8242 | 30.4425 | Ukraine | UA | UKR | Kyyivs’ka Oblast’ |  | 12147 | 1804493270
Vaasa, Pohjanmaa, Finland | Vaasa | Vaasa | 63.1 | 21.6167 | Finland | FI | FIN | Pohjanmaa | admin | 67619 | 1246734710
Vác, Pest, Hungary | Vác | Vac | 47.7753 | 19.1311 | Hungary | HU | HUN | Pest | minor | 32828 | 1348810997
Vacaria, Rio Grande do Sul, Brazil | Vacaria | Vacaria | -28.5122 | -50.9339 | Brazil | BR | BRA | Rio Grande do Sul |  | 56765 | 1076001152
Vacaville, California, United States | Vacaville | Vacaville | 38.359 | -121.968 | United States | US | USA | California |  | 101444 | 1840021498
Vacha, Thuringia, Germany | Vacha | Vacha | 50.8289 | 10.0214 | Germany | DE | DEU | Thuringia |  | 5173 | 1276649759
Vadnais Heights, Minnesota, United States | Vadnais Heights | Vadnais Heights | 45.057 | -93.0748 | United States | US | USA | Minnesota |  | 13607 | 1840010004
Vadodara, Gujarāt, India | Vadodara | Vadodara | 22.3 | 73.2 | India | IN | IND | Gujarāt |  | 2065771 | 1356705249
Vadsø, Finnmark, Norway | Vadsø | Vadso | 70.0667 | 29.75 | Norway | NO | NOR | Finnmark | minor | 4902 | 1578863149
Vadul lui Vodă, Chişinău, Moldova | Vadul lui Vodă | Vadul lui Voda | 47.0917 | 29.0756 | Moldova | MD | MDA | Chişinău |  | 5295 | 1498130040
Vaduz, Vaduz, Liechtenstein | Vaduz | Vaduz | 47.1415 | 9.5215 | Liechtenstein | LI | LIE | Vaduz | primary | 36281 | 1438317747
Vágur, , Faroe Islands | Vágur | Vagur | 61.4733 | -6.8175 | Faroe Islands | FO | FRO |  | admin |  | 1234642477
Vahdat, Nohiyahoi Tobei Jumhurí, Tajikistan | Vahdat | Vahdat | 38.5531 | 69.0197 | Tajikistan | TJ | TJK | Nohiyahoi Tobei Jumhurí | minor | 40600 | 1762043986
Vaihingen an der Enz, Baden-Württemberg, Germany | Vaihingen an der Enz | Vaihingen an der Enz | 48.9328 | 8.9564 | Germany | DE | DEU | Baden-Württemberg |  | 29467 | 1276306973
Vail, Arizona, United States | Vail | Vail | 32.0217 | -110.6937 | United States | US | USA | Arizona |  | 12044 | 1840019487
Vail, Colorado, United States | Vail | Vail | 39.6386 | -106.3607 | United States | US | USA | Colorado |  | 5964 | 1840022434
Vailoa, Palauli, Samoa | Vailoa | Vailoa | -13.7555 | -172.307 | Samoa | WS | WSM | Palauli | admin |  | 1882047846
Vaiņode, Vaiņodes Novads, Latvia | Vaiņode | Vainode | 56.4185 | 21.8541 | Latvia | LV | LVA | Vaiņodes Novads | admin |  | 1428647067
Vakhrusheve, Luhans’ka Oblast’, Ukraine | Vakhrusheve | Vakhrusheve | 48.1606 | 38.8389 | Ukraine | UA | UKR | Luhans’ka Oblast’ |  | 12197 | 1804986291
Valadares, Porto, Portugal | Valadares | Valadares | 41.0997 | -8.6403 | Portugal | PT | PRT | Porto |  | 10678 | 1620413494
Valandovo, Valandovo, Macedonia | Valandovo | Valandovo | 41.3169 | 22.5611 | Macedonia | MK | MKD | Valandovo | admin | 4442 | 1807423601
Valašské Meziříčí, Zlínský Kraj, Czechia | Valašské Meziříčí | Valasske Mezirici | 49.4718 | 17.9712 | Czechia | CZ | CZE | Zlínský Kraj |  | 22306 | 1203786401
Valatie, New York, United States | Valatie | Valatie | 42.4134 | -73.6778 | United States | US | USA | New York |  | 5400 | 1840004632
Val-d’Or, Quebec, Canada | Val-d’Or | Val-d'Or | 48.1 | -77.7833 | Canada | CA | CAN | Quebec |  | 31862 | 1124239138
Val-David, Quebec, Canada | Val-David | Val-David | 46.03 | -74.22 | Canada | CA | CAN | Quebec |  | 5209 | 1124707666
Valday, Novgorodskaya Oblast’, Russia | Valday | Valday | 57.9667 | 33.25 | Russia | RU | RUS | Novgorodskaya Oblast’ |  | 14379 | 1643697222
Val-des-Monts, Quebec, Canada | Val-des-Monts | Val-des-Monts | 45.65 | -75.6667 | Canada | CA | CAN | Quebec |  | 11582 | 1124001051
Valdez, Esmeraldas, Ecuador | Valdez | Valdez | 1.2671 | -78.9855 | Ecuador | EC | ECU | Esmeraldas |  | 11441 | 1218064465
Valdivia, Los Ríos, Chile | Valdivia | Valdivia | -39.8142 | -73.2459 | Chile | CL | CHL | Los Ríos | admin | 150048 | 1152201132
Valdosta, Georgia, United States | Valdosta | Valdosta | 30.8502 | -83.2788 | United States | US | USA | Georgia |  | 79820 | 1840015894
Vale, Samtskhe-Javakheti, Georgia | Vale | Vale | 41.6167 | 42.8667 | Georgia | GE | GEO | Samtskhe-Javakheti |  | 5031 | 1268581181
Vale de Cambra, Aveiro, Portugal | Vale de Cambra | Vale de Cambra | 40.85 | -8.4 | Portugal | PT | PRT | Aveiro | minor | 22864 | 1620033828
Valea lui Mihai, Bihor, Romania | Valea lui Mihai | Valea lui Mihai | 47.52 | 22.13 | Romania | RO | ROU | Bihor |  | 9902 | 1642733254
Valença, Bahia, Brazil | Valença | Valenca | -13.3703 | -39.0731 | Brazil | BR | BRA | Bahia |  | 63231 | 1076455406
Valence, Auvergne-Rhône-Alpes, France | Valence | Valence | 44.9333 | 4.8917 | France | FR | FRA | Auvergne-Rhône-Alpes | minor | 63714 | 1250486068
Valencia, Carabobo, Venezuela | Valencia | Valencia | 10.1667 | -68 | Venezuela | VE | VEN | Carabobo | admin | 1484430 | 1862309871
Valencia, Valencia, Spain | Valencia | Valencia | 39.4667 | -0.375 | Spain | ES | ESP | Valencia | admin | 794288 | 1724981666
Valencia, Bukidnon, Philippines | Valencia | Valencia | 7.9 | 125.0833 | Philippines | PH | PHL | Bukidnon |  | 192993 | 1608418474
Valencia, Los Ríos, Ecuador | Valencia | Valencia | -0.9525 | -79.3531 | Ecuador | EC | ECU | Los Ríos |  | 16983 | 1218923469
Valencia de Alcántara, Extremadura, Spain | Valencia de Alcántara | Valencia de Alcantara | 39.4133 | -7.2436 | Spain | ES | ESP | Extremadura |  | 5397 | 1724447883
Valencia West, Arizona, United States | Valencia West | Valencia West | 32.1355 | -111.1123 | United States | US | USA | Arizona |  | 11919 | 1840074666
Valenciennes, Hauts-de-France, France | Valenciennes | Valenciennes | 50.358 | 3.5233 | France | FR | FRA | Hauts-de-France | minor | 43336 | 1250025032
Vălenii de Munte, Prahova, Romania | Vălenii de Munte | Valenii de Munte | 45.1856 | 26.0397 | Romania | RO | ROU | Prahova |  | 11707 | 1642303389
Valenzuela, Valenzuela, Philippines | Valenzuela | Valenzuela | 14.7 | 120.9833 | Philippines | PH | PHL | Valenzuela | admin | 620422 | 1608492120
Valera, Trujillo, Venezuela | Valera | Valera | 9.32 | -70.62 | Venezuela | VE | VEN | Trujillo | minor | 191167 | 1862735261
Valga, Valgamaa, Estonia | Valga | Valga | 57.7769 | 26.0311 | Estonia | EE | EST | Valgamaa | admin | 12182 | 1233406308
Valinda, California, United States | Valinda | Valinda | 34.0401 | -117.93 | United States | US | USA | California |  | 25296 | 1840019213
Valinhos, São Paulo, Brazil | Valinhos | Valinhos | -22.9708 | -46.9958 | Brazil | BR | BRA | São Paulo |  | 120258 | 1076809155
Valjevo, Valjevo, Serbia | Valjevo | Valjevo | 44.2667 | 19.8833 | Serbia | RS | SRB | Valjevo | admin | 90312 | 1688926375
Valka, Valkas Novads, Latvia | Valka | Valka | 57.7753 | 26.0214 | Latvia | LV | LVA | Valkas Novads | admin | 4573 | 1428763918
Valkeakoski, Pirkanmaa, Finland | Valkeakoski | Valkeakoski | 61.2667 | 24.0306 | Finland | FI | FIN | Pirkanmaa | minor | 21332 | 1246028934
Valky, Kharkivs’ka Oblast’, Ukraine | Valky | Valky | 49.8386 | 35.6217 | Ukraine | UA | UKR | Kharkivs’ka Oblast’ | minor | 9235 | 1804819263
Valladolid, Castille-Leon, Spain | Valladolid | Valladolid | 41.652 | -4.7286 | Spain | ES | ESP | Castille-Leon | admin | 298412 | 1724133771
Valladolid, Yucatán, Mexico | Valladolid | Valladolid | 20.6894 | -88.2017 | Mexico | MX | MEX | Yucatán |  | 48973 | 1484332013
Vallauris, Provence-Alpes-Côte d’Azur, France | Vallauris | Vallauris | 43.5805 | 7.0538 | France | FR | FRA | Provence-Alpes-Côte d’Azur |  | 26672 | 1250016351
Valldoreix, Catalonia, Spain | Valldoreix | Valldoreix | 41.4678 | 2.0647 | Spain | ES | ESP | Catalonia |  | 8401 | 1724617046
Valle Alto, Nuevo León, Mexico | Valle Alto | Valle Alto | 25.5667 | -100.25 | Mexico | MX | MEX | Nuevo León |  | 75000 | 1484080034
Valle de Bravo, México, Mexico | Valle de Bravo | Valle de Bravo | 19.1925 | -100.1306 | Mexico | MX | MEX | México | minor | 61559 | 1484105173
Valle de La Pascua, Guárico, Venezuela | Valle de La Pascua | Valle de La Pascua | 9.2033 | -66.0103 | Venezuela | VE | VEN | Guárico | minor | 115902 | 1862904072
Valle Hermoso, Tamaulipas, Mexico | Valle Hermoso | Valle Hermoso | 25.6736 | -97.8144 | Mexico | MX | MEX | Tamaulipas | minor | 68573 | 1484479299
Valle Vista, California, United States | Valle Vista | Valle Vista | 33.7436 | -116.8872 | United States | US | USA | California |  | 16879 | 1840019292
Valledupar, Cesar, Colombia | Valledupar | Valledupar | 10.4603 | -73.2597 | Colombia | CO | COL | Cesar | admin | 490075 | 1170481949
Vallegrande, Santa Cruz, Bolivia | Vallegrande | Vallegrande | -18.4894 | -64.1083 | Bolivia | BO | BOL | Santa Cruz |  | 16837 | 1068162149
Vallejo, California, United States | Vallejo | Vallejo | 38.1133 | -122.2358 | United States | US | USA | California |  | 173256 | 1840021499
Vallenar, Atacama, Chile | Vallenar | Vallenar | -28.57 | -70.76 | Chile | CL | CHL | Atacama | minor | 44895 | 1152000009
Vallendar, Rhineland-Palatinate, Germany | Vallendar | Vallendar | 50.4003 | 7.6172 | Germany | DE | DEU | Rhineland-Palatinate |  | 8680 | 1276411152
Valletta, Valletta, Malta | Valletta | Valletta | 35.8978 | 14.5125 | Malta | MT | MLT | Valletta | primary | 6444 | 1470574399
Valley, Alabama, United States | Valley | Valley | 32.8088 | -85.1809 | United States | US | USA | Alabama |  | 19926 | 1840015760
Valley Center, California, United States | Valley Center | Valley Center | 33.233 | -117.0157 | United States | US | USA | California |  | 9059 | 1840019349
Valley Center, Kansas, United States | Valley Center | Valley Center | 37.8333 | -97.3645 | United States | US | USA | Kansas |  | 7325 | 1840010848
Valley City, North Dakota, United States | Valley City | Valley City | 46.9223 | -98.0055 | United States | US | USA | North Dakota |  | 6423 | 1840000160
Valley Cottage, New York, United States | Valley Cottage | Valley Cottage | 41.116 | -73.9436 | United States | US | USA | New York |  | 9637 | 1840004971
Valley Falls, Rhode Island, United States | Valley Falls | Valley Falls | 41.9234 | -71.3923 | United States | US | USA | Rhode Island |  | 11828 | 1840003295
Valley Falls, South Carolina, United States | Valley Falls | Valley Falls | 35.0073 | -81.9692 | United States | US | USA | South Carolina |  | 6522 | 1840013512
Valley Park, Missouri, United States | Valley Park | Valley Park | 38.5513 | -90.4924 | United States | US | USA | Missouri |  | 6796 | 1840010740
Valley Stream, New York, United States | Valley Stream | Valley Stream | 40.6647 | -73.7044 | United States | US | USA | New York |  | 37431 | 1840005331
Valley Township, Pennsylvania, United States | Valley Township | Valley Township | 39.9849 | -75.8503 | United States | US | USA | Pennsylvania |  | 7661 | 1840145643
Valmiera, Valmiera, Latvia | Valmiera | Valmiera | 57.5381 | 25.4231 | Latvia | LV | LVA | Valmiera | admin | 25093 | 1428524787
Valongo, Porto, Portugal | Valongo | Valongo | 41.1833 | -8.5 | Portugal | PT | PRT | Porto | minor | 93858 | 1620725806
Valozhyn, Minskaya Voblasts’, Belarus | Valozhyn | Valozhyn | 54.0833 | 26.5167 | Belarus | BY | BLR | Minskaya Voblasts’ | minor | 9700 | 1112252303
Vālpārai, Tamil Nādu, India | Vālpārai | Valparai | 10.3204 | 76.97 | India | IN | IND | Tamil Nādu |  | 114308 | 1356065507
Valparaiso, Indiana, United States | Valparaiso | Valparaiso | 41.4782 | -87.0507 | United States | US | USA | Indiana |  | 33897 | 1840014674
Valparaiso, Florida, United States | Valparaiso | Valparaiso | 30.4926 | -86.5079 | United States | US | USA | Florida |  | 5401 | 1840015903
Valparaíso, Valparaíso, Chile | Valparaíso | Valparaiso | -33.0458 | -71.6197 | Chile | CL | CHL | Valparaíso | admin | 296655 | 1152337970
Valparaíso, Zacatecas, Mexico | Valparaíso | Valparaiso | 22.7667 | -103.5667 | Mexico | MX | MEX | Zacatecas | minor | 12919 | 1484885454
Valrico, Florida, United States | Valrico | Valrico | 27.9193 | -82.2293 | United States | US | USA | Florida |  | 38169 | 1840028790
Val-Shefford, Quebec, Canada | Val-Shefford | Val-Shefford | 45.35 | -72.5667 | Canada | CA | CAN | Quebec |  | 6711 | 1124787548
Valuyki, Belgorodskaya Oblast’, Russia | Valuyki | Valuyki | 50.1833 | 38.1167 | Russia | RU | RUS | Belgorodskaya Oblast’ |  | 34193 | 1643337970
Vámospércs, Hajdú-Bihar, Hungary | Vámospércs | Vamospercs | 47.5266 | 21.8984 | Hungary | HU | HUN | Hajdú-Bihar |  | 5362 | 1348362655
Van, Van, Turkey | Van | Van | 38.5019 | 43.4167 | Turkey | TR | TUR | Van | admin | 353419 | 1792940471
Van Buren, Arkansas, United States | Van Buren | Van Buren | 35.448 | -94.3528 | United States | US | USA | Arkansas |  | 23683 | 1840015397
Van Buren, New York, United States | Van Buren | Van Buren | 43.1211 | -76.3591 | United States | US | USA | New York |  | 13328 | 1840058558
Van Wert, Ohio, United States | Van Wert | Van Wert | 40.865 | -84.5879 | United States | US | USA | Ohio |  | 10579 | 1840010350
Vanadzor, Lorri, Armenia | Vanadzor | Vanadzor | 40.8128 | 44.4883 | Armenia | AM | ARM | Lorri | admin | 90525 | 1051691929
Vancleave, Mississippi, United States | Vancleave | Vancleave | 30.5483 | -88.6675 | United States | US | USA | Mississippi |  | 5048 | 1840013934
Vancouver, British Columbia, Canada | Vancouver | Vancouver | 49.25 | -123.1 | Canada | CA | CAN | British Columbia |  | 2264823 | 1124825478
Vancouver, Washington, United States | Vancouver | Vancouver | 45.6366 | -122.5967 | United States | US | USA | Washington |  | 184463 | 1840021189
Vandalia, Ohio, United States | Vandalia | Vandalia | 39.879 | -84.193 | United States | US | USA | Ohio |  | 14997 | 1840003786
Vandalia, Illinois, United States | Vandalia | Vandalia | 38.9754 | -89.1117 | United States | US | USA | Illinois |  | 6936 | 1840010693
Vandenberg Village, California, United States | Vandenberg Village | Vandenberg Village | 34.7111 | -120.4623 | United States | US | USA | California |  | 7861 | 1840019185
Vanderbijlpark, Gauteng, South Africa | Vanderbijlpark | Vanderbijlpark | -26.6992 | 27.8356 | South Africa | ZA | ZAF | Gauteng |  | 95840 | 1710733212
Vandœuvre-lès-Nancy, Grand Est, France | Vandœuvre-lès-Nancy | Vandoeuvre-les-Nancy | 48.6567 | 6.1683 | France | FR | FRA | Grand Est |  | 30002 | 1250981193
Vänersborg, Västra Götaland, Sweden | Vänersborg | Vanersborg | 58.363 | 12.33 | Sweden | SE | SWE | Västra Götaland | minor | 21835 | 1752467593
Vanimo, West Sepik, Papua New Guinea | Vanimo | Vanimo | -2.6817 | 141.3014 | Papua New Guinea | PG | PNG | West Sepik | admin | 11204 | 1598892363
Vanino, Khabarovskiy Kray, Russia | Vanino | Vanino | 49.0873 | 140.2425 | Russia | RU | RUS | Khabarovskiy Kray |  | 18618 | 1643490098
Vânju-Mare, Mehedinţi, Romania | Vânju-Mare | Vanju-Mare | 44.4319 | 22.8769 | Romania | RO | ROU | Mehedinţi |  | 5311 | 1642312344
Vannes, Bretagne, France | Vannes | Vannes | 47.6559 | -2.7603 | France | FR | FRA | Bretagne | minor | 53352 | 1250939385
Vanrhynsdorp, Western Cape, South Africa | Vanrhynsdorp | Vanrhynsdorp | -31.6167 | 18.7167 | South Africa | ZA | ZAF | Western Cape |  | 6272 | 1710187274
Vantaa, Uusimaa, Finland | Vantaa | Vantaa | 60.3 | 25.0333 | Finland | FI | FIN | Uusimaa | minor | 214605 | 1246957545
Vanves, Île-de-France, France | Vanves | Vanves | 48.8208 | 2.2897 | France | FR | FRA | Île-de-France |  | 27729 | 1250321790
Varadero, Matanzas, Cuba | Varadero | Varadero | 23.1394 | -81.2861 | Cuba | CU | CUB | Matanzas |  | 21170 | 1192203270
Varakļāni, Varakļānu Novads, Latvia | Varakļāni | Varaklani | 56.6078 | 26.755 | Latvia | LV | LVA | Varakļānu Novads | admin | 1853 | 1428435689
Varāmīn, Tehrān, Iran | Varāmīn | Varamin | 35.2714 | 51.6511 | Iran | IR | IRN | Tehrān | minor | 225628 | 1364275103
Vārānasi, Uttar Pradesh, India | Vārānasi | Varanasi | 25.3189 | 83.0128 | India | IN | IND | Uttar Pradesh |  | 1198491 | 1356145782
Varaždin, Varaždinska Županija, Croatia | Varaždin | Varazdin | 46.3 | 16.3333 | Croatia | HR | HRV | Varaždinska Županija | admin |  | 1191291148
Vardenis, Geghark’unik’, Armenia | Vardenis | Vardenis | 40.18 | 45.72 | Armenia | AM | ARM | Geghark’unik’ |  | 12363 | 1051776950
Varel, Lower Saxony, Germany | Varel | Varel | 53.3969 | 8.1361 | Germany | DE | DEU | Lower Saxony |  | 24001 | 1276834869
Varėna, Varėna, Lithuania | Varėna | Varena | 54.2111 | 24.5722 | Lithuania | LT | LTU | Varėna | admin | 8477 | 1440933251
Varennes, Quebec, Canada | Varennes | Varennes | 45.6833 | -73.4333 | Canada | CA | CAN | Quebec |  | 20994 | 1124232101
Vareš, Bosnia and Herzegovina, Federation of, Bosnia And Herzegovina | Vareš | Vares | 44.1644 | 18.3283 | Bosnia And Herzegovina | BA | BIH | Bosnia and Herzegovina, Federation of | minor | 9556 | 1070474354
Varese, Lombardy, Italy | Varese | Varese | 45.8167 | 8.8333 | Italy | IT | ITA | Lombardy | minor | 80629 | 1380137214
Vårgårda, Västra Götaland, Sweden | Vårgårda | Vargarda | 58.0341 | 12.8083 | Sweden | SE | SWE | Västra Götaland | minor | 5735 | 1752801056
Varkaus, Pohjois-Savo, Finland | Varkaus | Varkaus | 62.3167 | 27.8833 | Finland | FI | FIN | Pohjois-Savo | minor | 21155 | 1246449573
Varna, Varna, Bulgaria | Varna | Varna | 43.2078 | 27.9169 | Bulgaria | BG | BGR | Varna | admin | 369162 | 1100789115
Varnek, Nenetskiy Avtonomnyy Okrug, Russia | Varnek | Varnek | 69.7301 | 60.0636 | Russia | RU | RUS | Nenetskiy Avtonomnyy Okrug |  | 10 | 1643378778
Varnsdorf, Liberecký Kraj, Czechia | Varnsdorf | Varnsdorf | 50.9116 | 14.6184 | Czechia | CZ | CZE | Liberecký Kraj |  | 15193 | 1203159316
Várpalota, Veszprém, Hungary | Várpalota | Varpalota | 47.1972 | 18.1394 | Hungary | HU | HUN | Veszprém | minor | 19484 | 1348052599
Varshets, Montana, Bulgaria | Varshets | Varshets | 43.1953 | 23.2858 | Bulgaria | BG | BGR | Montana | minor | 6500 | 1100932516
Varvarin, Varvarin, Serbia | Varvarin | Varvarin | 43.7167 | 21.3667 | Serbia | RS | SRB | Varvarin | admin |  | 1688871979
Varzaneh, Eşfahān, Iran | Varzaneh | Varzaneh | 32.4194 | 52.6481 | Iran | IR | IRN | Eşfahān |  | 11506 | 1364732883
Várzea Grande, Mato Grosso, Brazil | Várzea Grande | Varzea Grande | -15.65 | -56.14 | Brazil | BR | BRA | Mato Grosso |  | 249752 | 1076359879
Várzea Paulista, São Paulo, Brazil | Várzea Paulista | Varzea Paulista | -23.2108 | -46.8278 | Brazil | BR | BRA | São Paulo |  | 116601 | 1076046083
Vásárosnamény, Szabolcs-Szatmár-Bereg, Hungary | Vásárosnamény | Vasarosnameny | 48.1267 | 22.3183 | Hungary | HU | HUN | Szabolcs-Szatmár-Bereg | minor | 8618 | 1348707721
Vashon, Washington, United States | Vashon | Vashon | 47.4122 | -122.4726 | United States | US | USA | Washington |  | 10036 | 1840018414
Vasilevo, Vasilevo, Macedonia | Vasilevo | Vasilevo | 41.4741 | 22.643 | Macedonia | MK | MKD | Vasilevo | admin |  | 1807855424
Vaslui, Vaslui, Romania | Vaslui | Vaslui | 46.6383 | 27.7292 | Romania | RO | ROU | Vaslui | admin | 55407 | 1642644428
Västerås, Västmanland, Sweden | Västerås | Vasteras | 59.6173 | 16.5422 | Sweden | SE | SWE | Västmanland | admin | 127799 | 1752826955
Vasyl’kiv, Kyyivs’ka Oblast’, Ukraine | Vasyl’kiv | Vasyl'kiv | 50.1775 | 30.3217 | Ukraine | UA | UKR | Kyyivs’ka Oblast’ | minor | 37696 | 1804342314
Vasylivka, Zaporiz’ka Oblast’, Ukraine | Vasylivka | Vasylivka | 47.4344 | 35.2808 | Ukraine | UA | UKR | Zaporiz’ka Oblast’ | minor | 13166 | 1804609243
Vatican City, , Vatican City | Vatican City | Vatican City | 41.9 | 12.4478 | Vatican City | VA | VAT |  |  | 825 | 1336000000
Vatutine, Cherkas’ka Oblast’, Ukraine | Vatutine | Vatutine | 49.0167 | 31.0667 | Ukraine | UA | UKR | Cherkas’ka Oblast’ |  | 16888 | 1804033648
Vau i Dejës, Shkodër, Albania | Vau i Dejës | Vau i Dejes | 42 | 19.6333 | Albania | AL | ALB | Shkodër |  | 8117 | 1008394491
Vaudreuil-Dorion, Quebec, Canada | Vaudreuil-Dorion | Vaudreuil-Dorion | 45.4 | -74.0333 | Canada | CA | CAN | Quebec |  | 38117 | 1124618618
Vaughan, Ontario, Canada | Vaughan | Vaughan | 43.8333 | -79.5 | Canada | CA | CAN | Ontario |  | 306233 | 1124000141
Vaulx-en-Velin, Auvergne-Rhône-Alpes, France | Vaulx-en-Velin | Vaulx-en-Velin | 45.7768 | 4.9186 | France | FR | FRA | Auvergne-Rhône-Alpes |  | 49658 | 1250814472
Vawkavysk, Hrodzyenskaya Voblasts’, Belarus | Vawkavysk | Vawkavysk | 53.1667 | 24.4667 | Belarus | BY | BLR | Hrodzyenskaya Voblasts’ | minor | 42600 | 1112164201
Växjö, Kronoberg, Sweden | Växjö | Vaxjo | 56.8837 | 14.8167 | Sweden | SE | SWE | Kronoberg | admin | 59600 | 1752263370
Vechta, Lower Saxony, Germany | Vechta | Vechta | 52.7306 | 8.2886 | Germany | DE | DEU | Lower Saxony | minor | 32433 | 1276147280
Vecpiebalga, Vecpiebalgas Novads, Latvia | Vecpiebalga | Vecpiebalga | 57.0618 | 25.8179 | Latvia | LV | LVA | Vecpiebalgas Novads | admin |  | 1428633596
Vecsés, Pest, Hungary | Vecsés | Vecses | 47.4108 | 19.2722 | Hungary | HU | HUN | Pest | minor | 20935 | 1348714695
Vecumnieki, Vecumnieku Novads, Latvia | Vecumnieki | Vecumnieki | 56.6061 | 24.5223 | Latvia | LV | LVA | Vecumnieku Novads | admin |  | 1428888119
Vecvārkava, Vārkavas Novads, Latvia | Vecvārkava | Vecvarkava | 56.1984 | 26.5081 | Latvia | LV | LVA | Vārkavas Novads | admin |  | 1428075811
Vega Alta, Puerto Rico, Puerto Rico | Vega Alta | Vega Alta | 18.4152 | -66.3211 | Puerto Rico | PR | PRI | Puerto Rico |  | 9394 | 1630023587
Vega Baja, Puerto Rico, Puerto Rico | Vega Baja | Vega Baja | 18.441 | -66.3993 | Puerto Rico | PR | PRI | Puerto Rico |  | 22815 | 1630023572
Vegreville, Alberta, Canada | Vegreville | Vegreville | 53.4928 | -112.0522 | Canada | CA | CAN | Alberta |  | 5708 | 1124534321
Veinticinco de Mayo, Buenos Aires, Argentina | Veinticinco de Mayo | Veinticinco de Mayo | -35.4167 | -60.1667 | Argentina | AR | ARG | Buenos Aires | minor | 23408 | 1032801782
Veinticinco de Mayo, La Pampa, Argentina | Veinticinco de Mayo | Veinticinco de Mayo | -37.8 | -67.6833 | Argentina | AR | ARG | La Pampa | minor | 17430 | 1032912712
Veintiocho de Noviembre, Santa Cruz, Argentina | Veintiocho de Noviembre | Veintiocho de Noviembre | -51.65 | -72.3 | Argentina | AR | ARG | Santa Cruz |  | 5300 | 1032715340
Vejle, Syddanmark, Denmark | Vejle | Vejle | 55.709 | 9.535 | Denmark | DK | DNK | Syddanmark | admin | 51177 | 1208585023
Velas, Azores, Portugal | Velas | Velas | 38.6817 | -28.2079 | Portugal | PT | PRT | Azores |  | 5398 | 1620693269
Velasco Ibarra, Guayas, Ecuador | Velasco Ibarra | Velasco Ibarra | -1.0439 | -79.6383 | Ecuador | EC | ECU | Guayas |  | 35686 | 1218000005
Velbert, North Rhine-Westphalia, Germany | Velbert | Velbert | 51.34 | 7.0416 | Germany | DE | DEU | North Rhine-Westphalia |  | 81984 | 1276896645
Velburg, Bavaria, Germany | Velburg | Velburg | 49.2328 | 11.6719 | Germany | DE | DEU | Bavaria |  | 5312 | 1276907482
Velddrif, Western Cape, South Africa | Velddrif | Velddrif | -32.7667 | 18.1667 | South Africa | ZA | ZAF | Western Cape |  | 11017 | 1710031295
Velen, North Rhine-Westphalia, Germany | Velen | Velen | 51.8939 | 6.9897 | Germany | DE | DEU | North Rhine-Westphalia |  | 13130 | 1276638227
Velence, Fejér, Hungary | Velence | Velence | 47.2418 | 18.6479 | Hungary | HU | HUN | Fejér |  | 5552 | 1348649825
Velenje, Velenje, Slovenia | Velenje | Velenje | 46.3667 | 15.1167 | Slovenia | SI | SVN | Velenje | admin | 25333 | 1705929589
Veles, Veles, Macedonia | Veles | Veles | 41.7153 | 21.7753 | Macedonia | MK | MKD | Veles | admin | 45037 | 1807468155
Velika Gorica, Zagrebačka Županija, Croatia | Velika Gorica | Velika Gorica | 45.7 | 16.0667 | Croatia | HR | HRV | Zagrebačka Županija | minor | 63517 | 1191113594
Velika Kladuša, Bosnia and Herzegovina, Federation of, Bosnia And Herzegovina | Velika Kladuša | Velika Kladusa | 45.1667 | 15.8 | Bosnia And Herzegovina | BA | BIH | Bosnia and Herzegovina, Federation of | minor | 6902 | 1070100775
Velika Plana, Velika Plana, Serbia | Velika Plana | Velika Plana | 44.3333 | 21.0833 | Serbia | RS | SRB | Velika Plana | admin |  | 1688536735
Velika Polana, Velika Polana, Slovenia | Velika Polana | Velika Polana | 46.5719 | 16.3469 | Slovenia | SI | SVN | Velika Polana | admin |  | 1705627212
Velike Lašče, Velike Lašče, Slovenia | Velike Lašče | Velike Lasce | 45.8322 | 14.6364 | Slovenia | SI | SVN | Velike Lašče | admin |  | 1705618557
Veliki Preslav, Shumen, Bulgaria | Veliki Preslav | Veliki Preslav | 43.1614 | 26.8125 | Bulgaria | BG | BGR | Shumen |  | 9196 | 1100285364
Velikiy Novgorod, Novgorodskaya Oblast’, Russia | Velikiy Novgorod | Velikiy Novgorod | 58.521 | 31.2758 | Russia | RU | RUS | Novgorodskaya Oblast’ | admin | 222594 | 1643774241
Velikiy Ustyug, Vologodskaya Oblast’, Russia | Velikiy Ustyug | Velikiy Ustyug | 60.7589 | 46.3039 | Russia | RU | RUS | Vologodskaya Oblast’ |  | 31806 | 1643173653
Velikiye Luki, Pskovskaya Oblast’, Russia | Velikiye Luki | Velikiye Luki | 56.35 | 30.5167 | Russia | RU | RUS | Pskovskaya Oblast’ |  | 91435 | 1643622811
Veliko Gradište, Veliko Gradište, Serbia | Veliko Gradište | Veliko Gradiste | 44.75 | 21.5167 | Serbia | RS | SRB | Veliko Gradište | admin |  | 1688050059
Veliko Tarnovo, Veliko Tarnovo, Bulgaria | Veliko Tarnovo | Veliko Tarnovo | 43.0822 | 25.6317 | Bulgaria | BG | BGR | Veliko Tarnovo | admin | 72207 | 1100134696
Velingrad, Pazardzhik, Bulgaria | Velingrad | Velingrad | 42.0267 | 23.991 | Bulgaria | BG | BGR | Pazardzhik | minor | 25764 | 1100145292
Velizh, Smolenskaya Oblast’, Russia | Velizh | Velizh | 55.6 | 31.2 | Russia | RU | RUS | Smolenskaya Oblast’ |  | 6788 | 1643700363
Vélizy-Villacoublay, Île-de-France, France | Vélizy-Villacoublay | Velizy-Villacoublay | 48.7834 | 2.1834 | France | FR | FRA | Île-de-France |  | 22036 | 1250075648
Velká Bíteš, Vysočina, Czechia | Velká Bíteš | Velka Bites | 49.2887 | 16.2259 | Czechia | CZ | CZE | Vysočina |  | 5243 | 1203698205
Veľké Kapušany, Košický, Slovakia | Veľké Kapušany | Vel'ke Kapusany | 48.55 | 22.0833 | Slovakia | SK | SVK | Košický |  | 9004 | 1703807609
Velké Meziříčí, Vysočina, Czechia | Velké Meziříčí | Velke Mezirici | 49.3553 | 16.0123 | Czechia | CZ | CZE | Vysočina |  | 11498 | 1203943102
Veľký Krtíš, Banskobystrický, Slovakia | Veľký Krtíš | Vel'ky Krtis | 48.215 | 19.3381 | Slovakia | SK | SVK | Banskobystrický | minor | 12115 | 1703541479
Veľký Meder, Trnavský, Slovakia | Veľký Meder | Vel'ky Meder | 47.85 | 17.7667 | Slovakia | SK | SVK | Trnavský |  | 8828 | 1703165181
Veľký Šariš, Prešovský, Slovakia | Veľký Šariš | Vel'ky Saris | 49.0383 | 21.1917 | Slovakia | SK | SVK | Prešovský |  | 5404 | 1703876931
Vellmar, Hesse, Germany | Vellmar | Vellmar | 51.3588 | 9.4677 | Germany | DE | DEU | Hesse |  | 18134 | 1276293369
Vellore, Tamil Nādu, India | Vellore | Vellore | 12.9204 | 79.15 | India | IN | IND | Tamil Nādu |  | 177081 | 1356977661
Velsk, Arkhangel’skaya Oblast’, Russia | Velsk | Velsk | 61.0667 | 42.1 | Russia | RU | RUS | Arkhangel’skaya Oblast’ |  | 22776 | 1643373817
Velten, Brandenburg, Germany | Velten | Velten | 52.6833 | 13.1833 | Germany | DE | DEU | Brandenburg |  | 11965 | 1276342323
Venado Tuerto, Santa Fe, Argentina | Venado Tuerto | Venado Tuerto | -33.75 | -61.9667 | Argentina | AR | ARG | Santa Fe |  | 76432 | 1032284763
Vendas Novas, Évora, Portugal | Vendas Novas | Vendas Novas | 38.6833 | -8.45 | Portugal | PT | PRT | Évora | minor | 11846 | 1620891430
Veneta, Oregon, United States | Veneta | Veneta | 44.0471 | -123.3514 | United States | US | USA | Oregon |  | 6628 | 1840021264
Venëv, Tul’skaya Oblast’, Russia | Venëv | Venev | 54.35 | 38.2667 | Russia | RU | RUS | Tul’skaya Oblast’ |  | 14211 | 1643092677
Venice, Veneto, Italy | Venice | Venice | 45.4397 | 12.3319 | Italy | IT | ITA | Veneto | admin | 261905 | 1380660414
Venice, Florida, United States | Venice | Venice | 27.1163 | -82.4135 | United States | US | USA | Florida |  | 23985 | 1840015989
Venice Gardens, Florida, United States | Venice Gardens | Venice Gardens | 27.0694 | -82.4054 | United States | US | USA | Florida |  | 8370 | 1840014182
Vénissieux, Auvergne-Rhône-Alpes, France | Vénissieux | Venissieux | 45.6978 | 4.8867 | France | FR | FRA | Auvergne-Rhône-Alpes |  | 65894 | 1250755963
Venkatagiri, Andhra Pradesh, India | Venkatagiri | Venkatagiri | 13.9667 | 79.5833 | India | IN | IND | Andhra Pradesh |  | 52688 | 1356644043
Ventanas, Los Ríos, Ecuador | Ventanas | Ventanas | -1.45 | -79.47 | Ecuador | EC | ECU | Los Ríos |  | 38168 | 1218067203
Ventanas, Valparaíso, Chile | Ventanas | Ventanas | -32.7419 | -71.4839 | Chile | CL | CHL | Valparaíso |  | 8314 | 1152227207
Ventimiglia, Liguria, Italy | Ventimiglia | Ventimiglia | 43.7903 | 7.6083 | Italy | IT | ITA | Liguria |  | 24065 | 1380716377
Ventnor, Isle of Wight, United Kingdom | Ventnor | Ventnor | 50.5976 | -1.2084 | United Kingdom | GB | GBR | Isle of Wight |  | 5976 | 1826088502
Ventnor City, New Jersey, United States | Ventnor City | Ventnor City | 39.3457 | -74.486 | United States | US | USA | New Jersey |  | 9895 | 1840001539
Ventspils, Ventspils, Latvia | Ventspils | Ventspils | 57.3897 | 21.5644 | Latvia | LV | LVA | Ventspils | admin | 35362 | 1428112098
Venus, Texas, United States | Venus | Venus | 32.4312 | -97.102 | United States | US | USA | Texas |  | 5252 | 1840023050
Vera, Santa Fe, Argentina | Vera | Vera | -29.4662 | -60.2166 | Argentina | AR | ARG | Santa Fe | minor | 9979 | 1032305174
Veracruz, Veracruz, Mexico | Veracruz | Veracruz | 19.1903 | -96.1533 | Mexico | MX | MEX | Veracruz | minor | 552156 | 1484992153
Verchères, Quebec, Canada | Verchères | Vercheres | 45.7833 | -73.35 | Canada | CA | CAN | Quebec |  | 5692 | 1124549666
Verde Village, Arizona, United States | Verde Village | Verde Village | 34.7122 | -111.9943 | United States | US | USA | Arizona |  | 12473 | 1840017843
Vereeniging, Gauteng, South Africa | Vereeniging | Vereeniging | -26.6736 | 27.9319 | South Africa | ZA | ZAF | Gauteng |  | 1074000 | 1710271883
Veresegyház, Pest, Hungary | Veresegyház | Veresegyhaz | 47.6569 | 19.2847 | Hungary | HU | HUN | Pest |  | 18654 | 1348362703
Vereshchagino, Permskiy Kray, Russia | Vereshchagino | Vereshchagino | 58.0667 | 54.65 | Russia | RU | RUS | Permskiy Kray |  | 21969 | 1643676991
Vereya, Moskovskaya Oblast’, Russia | Vereya | Vereya | 55.3333 | 36.1833 | Russia | RU | RUS | Moskovskaya Oblast’ |  | 5123 | 1643983279
Vergara, Treinta y Tres, Uruguay | Vergara | Vergara | -32.95 | -53.9333 | Uruguay | UY | URY | Treinta y Tres |  | 3810 | 1858979569
Verkhivtseve, Dnipropetrovs’ka Oblast’, Ukraine | Verkhivtseve | Verkhivtseve | 48.4812 | 34.2488 | Ukraine | UA | UKR | Dnipropetrovs’ka Oblast’ |  | 16364 | 1804209032
Verkhn’odniprovs’k, Dnipropetrovs’ka Oblast’, Ukraine | Verkhn’odniprovs’k | Verkhn'odniprovs'k | 48.6561 | 34.3283 | Ukraine | UA | UKR | Dnipropetrovs’ka Oblast’ | minor | 10314 | 1804265302
Verkhneuralsk, Chelyabinskaya Oblast’, Russia | Verkhneuralsk | Verkhneuralsk | 53.8833 | 59.2167 | Russia | RU | RUS | Chelyabinskaya Oblast’ |  | 9340 | 1643635523
Verkhnevilyuysk, Sakha (Yakutiya), Russia | Verkhnevilyuysk | Verkhnevilyuysk | 63.4457 | 120.3167 | Russia | RU | RUS | Sakha (Yakutiya) |  | 6341 | 1643968444
Verkhniy Tagil, Sverdlovskaya Oblast’, Russia | Verkhniy Tagil | Verkhniy Tagil | 57.3833 | 59.9333 | Russia | RU | RUS | Sverdlovskaya Oblast’ |  | 10962 | 1643392209
Verkhniy Ufaley, Chelyabinskaya Oblast’, Russia | Verkhniy Ufaley | Verkhniy Ufaley | 56.05 | 60.2333 | Russia | RU | RUS | Chelyabinskaya Oblast’ |  | 27498 | 1643894211
Verkhnyaya Pyshma, Sverdlovskaya Oblast’, Russia | Verkhnyaya Pyshma | Verkhnyaya Pyshma | 56.9667 | 60.5833 | Russia | RU | RUS | Sverdlovskaya Oblast’ |  | 71241 | 1643491878
Verkhnyaya Salda, Sverdlovskaya Oblast’, Russia | Verkhnyaya Salda | Verkhnyaya Salda | 58.05 | 60.55 | Russia | RU | RUS | Sverdlovskaya Oblast’ |  | 41484 | 1643609151
Verkhnyaya Teberda, Karachayevo-Cherkesiya, Russia | Verkhnyaya Teberda | Verkhnyaya Teberda | 43.45 | 41.75 | Russia | RU | RUS | Karachayevo-Cherkesiya |  | 8670 | 1643635404
Verkhnyaya Tura, Sverdlovskaya Oblast’, Russia | Verkhnyaya Tura | Verkhnyaya Tura | 58.3574 | 59.8224 | Russia | RU | RUS | Sverdlovskaya Oblast’ |  | 9039 | 1643668753
Verkhoturye, Sverdlovskaya Oblast’, Russia | Verkhoturye | Verkhoturye | 58.8667 | 60.8 | Russia | RU | RUS | Sverdlovskaya Oblast’ |  | 8612 | 1643322280
Verkhoyansk, Sakha (Yakutiya), Russia | Verkhoyansk | Verkhoyansk | 67.55 | 133.3833 | Russia | RU | RUS | Sakha (Yakutiya) |  | 1122 | 1643386560
Verl, North Rhine-Westphalia, Germany | Verl | Verl | 51.8831 | 8.5167 | Germany | DE | DEU | North Rhine-Westphalia |  | 25498 | 1276182306
Vermilion, Ohio, United States | Vermilion | Vermilion | 41.4103 | -82.3214 | United States | US | USA | Ohio |  | 10394 | 1840010234
Vermillion, South Dakota, United States | Vermillion | Vermillion | 42.7811 | -96.9255 | United States | US | USA | South Dakota |  | 10844 | 1840003082
Vernal, Utah, United States | Vernal | Vernal | 40.4517 | -109.5379 | United States | US | USA | Utah |  | 19893 | 1840021391
Vernier, Genève, Switzerland | Vernier | Vernier | 46.2 | 6.1 | Switzerland | CH | CHE | Genève |  | 35132 | 1756335917
Vernon, British Columbia, Canada | Vernon | Vernon | 50.267 | -119.272 | Canada | CA | CAN | British Columbia |  | 44600 | 1124553338
Vernon, Connecticut, United States | Vernon | Vernon | 41.8364 | -72.4606 | United States | US | USA | Connecticut |  | 29157 | 1840035637
Vernon, Normandie, France | Vernon | Vernon | 49.09 | 1.49 | France | FR | FRA | Normandie |  | 23872 | 1250890405
Vernon, New Jersey, United States | Vernon | Vernon | 41.1973 | -74.4859 | United States | US | USA | New Jersey |  | 22369 | 1840081777
Vernon, Texas, United States | Vernon | Vernon | 34.148 | -99.3 | United States | US | USA | Texas |  | 9919 | 1840021912
Vernon, Pennsylvania, United States | Vernon | Vernon | 41.6255 | -80.2189 | United States | US | USA | Pennsylvania |  | 5467 | 1840142388
Vernon, New York, United States | Vernon | Vernon | 43.066 | -75.5356 | United States | US | USA | New York |  | 5380 | 1840004214
Vernon Hills, Illinois, United States | Vernon Hills | Vernon Hills | 42.234 | -87.9608 | United States | US | USA | Illinois |  | 26521 | 1840011181
Vero Beach, Florida, United States | Vero Beach | Vero Beach | 27.6463 | -80.393 | United States | US | USA | Florida |  | 17503 | 1840015985
Vero Beach South, Florida, United States | Vero Beach South | Vero Beach South | 27.6164 | -80.413 | United States | US | USA | Florida |  | 24082 | 1840073853
Véroia, Kentrikí Makedonía, Greece | Véroia | Veroia | 40.5203 | 22.2019 | Greece | GR | GRC | Kentrikí Makedonía | minor | 43158 | 1300354522
Verona, Veneto, Italy | Verona | Verona | 45.4386 | 10.9928 | Italy | IT | ITA | Veneto | minor | 252520 | 1380324879
Verona, New Jersey, United States | Verona | Verona | 40.8323 | -74.243 | United States | US | USA | New Jersey |  | 13413 | 1840131594
Verona, Wisconsin, United States | Verona | Verona | 42.9893 | -89.5383 | United States | US | USA | Wisconsin |  | 13233 | 1840002903
Verona, New York, United States | Verona | Verona | 43.1592 | -75.6189 | United States | US | USA | New York |  | 6221 | 1840058561
Versailles, Île-de-France, France | Versailles | Versailles | 48.8053 | 2.135 | France | FR | FRA | Île-de-France | minor | 85862 | 1250143827
Versailles, Kentucky, United States | Versailles | Versailles | 38.0487 | -84.7259 | United States | US | USA | Kentucky |  | 17298 | 1840015212
Versmold, North Rhine-Westphalia, Germany | Versmold | Versmold | 52.0436 | 8.15 | Germany | DE | DEU | North Rhine-Westphalia |  | 21468 | 1276482608
Versoix, Genève, Switzerland | Versoix | Versoix | 46.2833 | 6.1667 | Switzerland | CH | CHE | Genève |  | 13422 | 1756526224
Vertou, Pays de la Loire, France | Vertou | Vertou | 47.1689 | -1.4697 | France | FR | FRA | Pays de la Loire |  | 24219 | 1250277528
Verwood, Dorset, United Kingdom | Verwood | Verwood | 50.8815 | -1.8785 | United Kingdom | GB | GBR | Dorset |  | 13969 | 1826274475
Veržej, Veržej, Slovenia | Veržej | Verzej | 46.5836 | 16.1653 | Slovenia | SI | SVN | Veržej | admin |  | 1705529436
Veselí nad Lužnicí, Jihočeský Kraj, Czechia | Veselí nad Lužnicí | Veseli nad Luznici | 49.1844 | 14.6974 | Czechia | CZ | CZE | Jihočeský Kraj |  | 6361 | 1203676048
Veselí nad Moravou, Jihomoravský Kraj, Czechia | Veselí nad Moravou | Veseli nad Moravou | 48.9536 | 17.3765 | Czechia | CZ | CZE | Jihomoravský Kraj |  | 10889 | 1203951522
Vestal, New York, United States | Vestal | Vestal | 42.0492 | -76.026 | United States | US | USA | New York |  | 28162 | 1840058562
Vestavia Hills, Alabama, United States | Vestavia Hills | Vestavia Hills | 33.4518 | -86.7438 | United States | US | USA | Alabama |  | 34413 | 1840015673
Vestmanna, , Faroe Islands | Vestmanna | Vestmanna | 62.1548 | -7.169 | Faroe Islands | FO | FRO |  | admin |  | 1234694837
Vesyegonsk, Tverskaya Oblast’, Russia | Vesyegonsk | Vesyegonsk | 58.65 | 37.2667 | Russia | RU | RUS | Tverskaya Oblast’ |  | 6219 | 1643529453
Veszprém, Veszprém, Hungary | Veszprém | Veszprem | 47.1 | 17.9167 | Hungary | HU | HUN | Veszprém | admin | 59738 | 1348279762
Vésztő, Békés, Hungary | Vésztő | Veszto | 46.9256 | 21.2639 | Hungary | HU | HUN | Békés |  | 6855 | 1348546414
Vetluga, Nizhegorodskaya Oblast’, Russia | Vetluga | Vetluga | 57.8556 | 45.7811 | Russia | RU | RUS | Nizhegorodskaya Oblast’ |  | 8455 | 1643763895
Vetovo, Ruse, Bulgaria | Vetovo | Vetovo | 43.7 | 26.2667 | Bulgaria | BG | BGR | Ruse |  | 5707 | 1100750747
Vetschau, Brandenburg, Germany | Vetschau | Vetschau | 51.7831 | 14.0667 | Germany | DE | DEU | Brandenburg |  | 8103 | 1276019655
Veurne, Flanders, Belgium | Veurne | Veurne | 51.0722 | 2.6622 | Belgium | BE | BEL | Flanders | minor | 11790 | 1056727573
Vevčani, Vevčani, Macedonia | Vevčani | Vevcani | 41.2406 | 20.5933 | Macedonia | MK | MKD | Vevčani | admin |  | 1807108428
Vevey, Vaud, Switzerland | Vevey | Vevey | 46.4667 | 6.85 | Switzerland | CH | CHE | Vaud |  | 19891 | 1756579162
Veymandoo, Kolhumadulu, Maldives | Veymandoo | Veymandoo | 2.1878 | 73.095 | Maldives | MV | MDV | Kolhumadulu | admin |  | 1462464790
Vị Thanh, Hậu Giang, Vietnam | Vị Thanh | Vi Thanh | 9.7833 | 105.4708 | Vietnam | VN | VNM | Hậu Giang | admin | 97200 | 1704210026
Viacha, La Paz, Bolivia | Viacha | Viacha | -16.6333 | -68.2833 | Bolivia | BO | BOL | La Paz |  | 29108 | 1068833754
Viana, Maranhão, Brazil | Viana | Viana | -3.2096 | -45 | Brazil | BR | BRA | Maranhão |  | 26689 | 1076423280
Viana do Alentejo, Évora, Portugal | Viana do Alentejo | Viana do Alentejo | 38.3342 | -8.0014 | Portugal | PT | PRT | Évora | minor | 5743 | 1620076149
Viana do Castelo, Viana do Castelo, Portugal | Viana do Castelo | Viana do Castelo | 41.7 | -8.8333 | Portugal | PT | PRT | Viana do Castelo | admin | 88725 | 1620680440
Vianden, Vianden, Luxembourg | Vianden | Vianden | 49.935 | 6.2089 | Luxembourg | LU | LUX | Vianden | admin |  | 1442979391
Vibo Valentia, Calabria, Italy | Vibo Valentia | Vibo Valentia | 38.6666 | 16.1 | Italy | IT | ITA | Calabria | minor | 33957 | 1380359147
Viborg, Midtjylland, Denmark | Viborg | Viborg | 56.4333 | 9.4 | Denmark | DK | DNK | Midtjylland | admin | 34831 | 1208606810
Vícam Pueblo, Sonora, Mexico | Vícam Pueblo | Vicam Pueblo | 27.6422 | -110.2897 | Mexico | MX | MEX | Sonora |  | 8578 | 1484237374
Vicente Guerrero, Durango, Mexico | Vicente Guerrero | Vicente Guerrero | 23.75 | -103.9833 | Mexico | MX | MEX | Durango | minor | 15982 | 1484862775
Vicente Guerrero, Baja California, Mexico | Vicente Guerrero | Vicente Guerrero | 30.7264 | -115.9903 | Mexico | MX | MEX | Baja California |  | 12829 | 1484159343
Vicente López, Buenos Aires, Argentina | Vicente López | Vicente Lopez | -34.5333 | -58.475 | Argentina | AR | ARG | Buenos Aires |  | 22419 | 1032549688
Vicenza, Veneto, Italy | Vicenza | Vicenza | 45.55 | 11.55 | Italy | IT | ITA | Veneto | minor | 112408 | 1380072199
Vichuga, Ivanovskaya Oblast’, Russia | Vichuga | Vichuga | 57.2 | 41.9167 | Russia | RU | RUS | Ivanovskaya Oblast’ |  | 34394 | 1643107407
Vichy, Auvergne-Rhône-Alpes, France | Vichy | Vichy | 46.1278 | 3.4267 | France | FR | FRA | Auvergne-Rhône-Alpes | minor | 24166 | 1250084403
Vicksburg, Mississippi, United States | Vicksburg | Vicksburg | 32.3173 | -90.8868 | United States | US | USA | Mississippi |  | 26340 | 1840015802
Vicovu de Sus, Suceava, Romania | Vicovu de Sus | Vicovu de Sus | 47.9258 | 25.68 | Romania | RO | ROU | Suceava |  | 13308 | 1642275762
Victor, New York, United States | Victor | Victor | 42.9894 | -77.4277 | United States | US | USA | New York |  | 14790 | 1840004414
Victor Harbor, South Australia, Australia | Victor Harbor | Victor Harbor | -35.55 | 138.6167 | Australia | AU | AUS | South Australia |  | 4233 | 1036536547
Victoria, British Columbia, Canada | Victoria | Victoria | 48.4283 | -123.3647 | Canada | CA | CAN | British Columbia |  | 335696 | 1124147219
Victoria, English River, Seychelles | Victoria | Victoria | -4.6236 | 55.4544 | Seychelles | SC | SYC | English River | primary | 26450 | 1690193579
Victoria, Rabat (Ghawdex), Malta | Victoria | Victoria | 36.0444 | 14.2397 | Malta | MT | MLT | Rabat (Ghawdex) | admin |  | 1470128499
Victoria, Texas, United States | Victoria | Victoria | 28.8285 | -96.985 | United States | US | USA | Texas |  | 68078 | 1840023044
Victoria, Entre Ríos, Argentina | Victoria | Victoria | -32.6167 | -60.1667 | Argentina | AR | ARG | Entre Ríos | minor | 30623 | 1032557014
Victoria, Araucanía, Chile | Victoria | Victoria | -38.2395 | -72.34 | Chile | CL | CHL | Araucanía |  | 24555 | 1152078114
Victoria, Guanajuato, Mexico | Victoria | Victoria | 21.2122 | -100.2144 | Mexico | MX | MEX | Guanajuato | minor | 17764 | 1484434699
Victoria, Minnesota, United States | Victoria | Victoria | 44.8634 | -93.6586 | United States | US | USA | Minnesota |  | 10206 | 1840010007
Victoria, Braşov, Romania | Victoria | Victoria | 45.6466 | 24.7059 | Romania | RO | ROU | Braşov |  | 7386 | 1642446315
Victoria Falls, Matabeleland North, Zimbabwe | Victoria Falls | Victoria Falls | -17.9333 | 25.8333 | Zimbabwe | ZW | ZWE | Matabeleland North |  | 33060 | 1716149447
Victorias, Negros Occidental, Philippines | Victorias | Victorias | 10.9 | 123.0833 | Philippines | PH | PHL | Negros Occidental |  | 87933 | 1608236440
Victoriaville, Quebec, Canada | Victoriaville | Victoriaville | 46.05 | -71.9667 | Canada | CA | CAN | Quebec |  | 45309 | 1124149787
Victorica, La Pampa, Argentina | Victorica | Victorica | -36.2163 | -65.45 | Argentina | AR | ARG | La Pampa | minor | 4458 | 1032392251
Victorville, California, United States | Victorville | Victorville | 34.5277 | -117.3536 | United States | US | USA | California |  | 346789 | 1840021731
Vicuña, Coquimbo, Chile | Vicuña | Vicuna | -30.0295 | -70.74 | Chile | CL | CHL | Coquimbo |  | 13496 | 1152771899
Vidalia, Georgia, United States | Vidalia | Vidalia | 32.2125 | -82.4019 | United States | US | USA | Georgia |  | 13350 | 1840015820
Viðareiði, , Faroe Islands | Viðareiði | Vidhareidhi | 62.36 | -6.5313 | Faroe Islands | FO | FRO |  | admin |  | 1234512915
Videle, Teleorman, Romania | Videle | Videle | 44.2833 | 25.5333 | Romania | RO | ROU | Teleorman |  | 11508 | 1642959308
Videm, Dobrepolje, Slovenia | Videm | Videm | 45.85 | 14.6942 | Slovenia | SI | SVN | Dobrepolje | admin |  | 1705074870
Videm pri Ptuju, Videm, Slovenia | Videm pri Ptuju | Videm pri Ptuju | 46.3686 | 15.9064 | Slovenia | SI | SVN | Videm | admin |  | 1705681768
Vidigueira, Beja, Portugal | Vidigueira | Vidigueira | 38.2 | -7.8 | Portugal | PT | PRT | Beja | minor | 5932 | 1620950899
Vidin, Vidin, Bulgaria | Vidin | Vidin | 43.9853 | 22.8764 | Bulgaria | BG | BGR | Vidin | admin | 58018 | 1100463536
Vidisha, Madhya Pradesh, India | Vidisha | Vidisha | 23.5239 | 77.8061 | India | IN | IND | Madhya Pradesh |  | 155959 | 1356299932
Vidnoye, Moskovskaya Oblast’, Russia | Vidnoye | Vidnoye | 55.55 | 37.7 | Russia | RU | RUS | Moskovskaya Oblast’ |  | 66158 | 1643052393
Vidor, Texas, United States | Vidor | Vidor | 30.1291 | -93.9967 | United States | US | USA | Texas |  | 10403 | 1840022193
Viechtach, Bavaria, Germany | Viechtach | Viechtach | 49.0792 | 12.8847 | Germany | DE | DEU | Bavaria |  | 8364 | 1276786566
Viedma, Río Negro, Argentina | Viedma | Viedma | -40.8 | -63 | Argentina | AR | ARG | Río Negro | admin | 59122 | 1032613063
Vieira do Minho, Braga, Portugal | Vieira do Minho | Vieira do Minho | 41.6333 | -8.1333 | Portugal | PT | PRT | Braga | minor | 12997 | 1620164873
Vienna, Wien, Austria | Vienna | Vienna | 48.2083 | 16.3731 | Austria | AT | AUT | Wien | primary | 1840573 | 1040261752
Vienna, Virginia, United States | Vienna | Vienna | 38.8996 | -77.2597 | United States | US | USA | Virginia |  | 16485 | 1840003829
Vienna, West Virginia, United States | Vienna | Vienna | 39.324 | -81.5383 | United States | US | USA | West Virginia |  | 10124 | 1840005787
Vienna, New York, United States | Vienna | Vienna | 43.2344 | -75.7777 | United States | US | USA | New York |  | 5390 | 1840058566
Vienne, Auvergne-Rhône-Alpes, France | Vienne | Vienne | 45.5242 | 4.8781 | France | FR | FRA | Auvergne-Rhône-Alpes | minor | 29306 | 1250052124
Vientiane, Viangchan, Laos | Vientiane | Vientiane | 17.9667 | 102.6 | Laos | LA | LAO | Viangchan | primary | 760000 | 1418732714
Viera East, Florida, United States | Viera East | Viera East | 28.261 | -80.715 | United States | US | USA | Florida |  | 11183 | 1840039118
Viera West, Florida, United States | Viera West | Viera West | 28.243 | -80.7368 | United States | US | USA | Florida |  | 11116 | 1840039133
Viernheim, Hesse, Germany | Viernheim | Viernheim | 49.538 | 8.5792 | Germany | DE | DEU | Hesse |  | 34175 | 1276924320
Viersen, North Rhine-Westphalia, Germany | Viersen | Viersen | 51.2556 | 6.3917 | Germany | DE | DEU | North Rhine-Westphalia | minor | 76905 | 1276629059
Vierzon, Centre-Val de Loire, France | Vierzon | Vierzon | 47.2225 | 2.0694 | France | FR | FRA | Centre-Val de Loire | minor | 25903 | 1250535432
Viesca, Coahuila de Zaragoza, Mexico | Viesca | Viesca | 25.35 | -102.8 | Mexico | MX | MEX | Coahuila de Zaragoza | minor | 19328 | 1484294846
Viesīte, Viesītes Novads, Latvia | Viesīte | Viesite | 56.3453 | 25.5569 | Latvia | LV | LVA | Viesītes Novads | admin | 1580 | 1428998036
Việt Trì, Phú Thọ, Vietnam | Việt Trì | Viet Tri | 21.3228 | 105.4019 | Vietnam | VN | VNM | Phú Thọ | admin | 277539 | 1704332956
View Park-Windsor Hills, California, United States | View Park-Windsor Hills | View Park-Windsor Hills | 33.9955 | -118.3484 | United States | US | USA | California |  | 11580 | 1840074686
View Royal, British Columbia, Canada | View Royal | View Royal | 48.4517 | -123.4339 | Canada | CA | CAN | British Columbia |  | 10408 | 1124001985
Vigan, Ilocos Sur, Philippines | Vigan | Vigan | 17.5747 | 120.3869 | Philippines | PH | PHL | Ilocos Sur | admin | 53879 | 1608368724
Vigneux-sur-Seine, Île-de-France, France | Vigneux-sur-Seine | Vigneux-sur-Seine | 48.7001 | 2.417 | France | FR | FRA | Île-de-France |  | 31574 | 1250005644
Vigo, Galicia, Spain | Vigo | Vigo | 42.2358 | -8.7267 | Spain | ES | ESP | Galicia |  | 295364 | 1724045676
Vihari, Punjab, Pakistan | Vihari | Vihari | 30.0419 | 72.3528 | Pakistan | PK | PAK | Punjab | minor | 128034 | 1586888846
Viitasaari, Keski-Suomi, Finland | Viitasaari | Viitasaari | 63.075 | 25.8597 | Finland | FI | FIN | Keski-Suomi | minor | 6666 | 1246824064
Vikārābād, Telangana, India | Vikārābād | Vikarabad | 17.33 | 77.9 | India | IN | IND | Telangana |  | 53143 | 1356904767
Vikhorevka, Irkutskaya Oblast’, Russia | Vikhorevka | Vikhorevka | 56.1167 | 101.1667 | Russia | RU | RUS | Irkutskaya Oblast’ |  | 21118 | 1643023865
Vil’nohirs’k, Dnipropetrovs’ka Oblast’, Ukraine | Vil’nohirs’k | Vil'nohirs'k | 48.4824 | 34.0189 | Ukraine | UA | UKR | Dnipropetrovs’ka Oblast’ |  | 23235 | 1804164194
Vil’nyans’k, Zaporiz’ka Oblast’, Ukraine | Vil’nyans’k | Vil'nyans'k | 47.9445 | 35.4331 | Ukraine | UA | UKR | Zaporiz’ka Oblast’ | minor | 15044 | 1804823848
Vila Bela da Santíssima Trindade, Mato Grosso, Brazil | Vila Bela da Santíssima Trindade | Vila Bela da Santissima Trindade | -15 | -59.95 | Brazil | BR | BRA | Mato Grosso |  | 1612 | 1076493823
Vila do Bispo, Faro, Portugal | Vila do Bispo | Vila do Bispo | 37.0825 | -8.9119 | Portugal | PT | PRT | Faro | minor | 5258 | 1620734353
Vila do Conde, Porto, Portugal | Vila do Conde | Vila do Conde | 41.35 | -8.75 | Portugal | PT | PRT | Porto | minor | 79533 | 1620584469
Vila do Porto, Azores, Portugal | Vila do Porto | Vila do Porto | 36.945 | -25.145 | Portugal | PT | PRT | Azores |  | 5552 | 1620528680
Vila Franca de Xira, Lisboa, Portugal | Vila Franca de Xira | Vila Franca de Xira | 38.95 | -8.9833 | Portugal | PT | PRT | Lisboa | minor | 136886 | 1620859041
Vila Nova da Barquinha, Santarém, Portugal | Vila Nova da Barquinha | Vila Nova da Barquinha | 39.45 | -8.4333 | Portugal | PT | PRT | Santarém | minor | 7322 | 1620806338
Vila Nova de Foz Côa, Guarda, Portugal | Vila Nova de Foz Côa | Vila Nova de Foz Coa | 41.0833 | -7.1333 | Portugal | PT | PRT | Guarda | minor | 7312 | 1620521339
Vila Nova de Gaia, Porto, Portugal | Vila Nova de Gaia | Vila Nova de Gaia | 41.1333 | -8.6167 | Portugal | PT | PRT | Porto | minor | 302295 | 1620040225
Vila Nova de Paiva, Viseu, Portugal | Vila Nova de Paiva | Vila Nova de Paiva | 40.85 | -7.7333 | Portugal | PT | PRT | Viseu | minor | 5176 | 1620015183
Vila Pouca de Aguiar, Vila Real, Portugal | Vila Pouca de Aguiar | Vila Pouca de Aguiar | 41.4833 | -7.6333 | Portugal | PT | PRT | Vila Real | minor | 13187 | 1620331126
Vila Real, Vila Real, Portugal | Vila Real | Vila Real | 41.3002 | -7.7398 | Portugal | PT | PRT | Vila Real | admin | 51850 | 1620292123
Vila Real de Santo António, Faro, Portugal | Vila Real de Santo António | Vila Real de Santo Antonio | 37.2 | -7.4167 | Portugal | PT | PRT | Faro | minor | 19156 | 1620662816
Vila Velha, Amapá, Brazil | Vila Velha | Vila Velha | 3.2167 | -51.2167 | Brazil | BR | BRA | Amapá |  | 1209091 | 1076575691
Vila Velha, Espírito Santo, Brazil | Vila Velha | Vila Velha | -20.3364 | -40.2936 | Brazil | BR | BRA | Espírito Santo |  | 472762 | 1076404077
Vila Verde, Braga, Portugal | Vila Verde | Vila Verde | 41.65 | -8.4333 | Portugal | PT | PRT | Braga | minor | 47888 | 1620759791
Vila Viçosa, Évora, Portugal | Vila Viçosa | Vila Vicosa | 38.75 | -7.4333 | Portugal | PT | PRT | Évora | minor | 8319 | 1620378145
Viļaka, Viļakas Novads, Latvia | Viļaka | Vilaka | 57.1842 | 27.6722 | Latvia | LV | LVA | Viļakas Novads | admin | 1309 | 1428268339
Viļāni, Viļānu Novads, Latvia | Viļāni | Vilani | 56.5528 | 26.9253 | Latvia | LV | LVA | Viļānu Novads | admin | 2938 | 1428636034
Vilankulo, Inhambane, Mozambique | Vilankulo | Vilankulo | -22 | 35.3167 | Mozambique | MZ | MOZ | Inhambane |  | 177 | 1508379289
Vilhena, Rondônia, Brazil | Vilhena | Vilhena | -12.7166 | -60.1166 | Brazil | BR | BRA | Rondônia |  | 63231 | 1076196581
Viligili, Huvadhu Atholhu Uthuruburi, Maldives | Viligili | Viligili | 0.7539 | 73.4353 | Maldives | MV | MDV | Huvadhu Atholhu Uthuruburi | admin |  | 1462034411
Viljandi, Viljandimaa, Estonia | Viljandi | Viljandi | 58.3633 | 25.5956 | Estonia | EE | EST | Viljandimaa | admin | 17407 | 1233067368
Vilkaviškis, Vilkaviškis, Lithuania | Vilkaviškis | Vilkaviskis | 54.6667 | 23.0333 | Lithuania | LT | LTU | Vilkaviškis | admin | 9855 | 1440557692
Villa Adelina, Buenos Aires, Argentina | Villa Adelina | Villa Adelina | -34.5175 | -58.5475 | Argentina | AR | ARG | Buenos Aires |  | 35307 | 1032929712
Villa Alemana, Valparaíso, Chile | Villa Alemana | Villa Alemana | -33.0428 | -71.3744 | Chile | CL | CHL | Valparaíso |  | 125140 | 1152839066
Villa Alsina, Buenos Aires, Argentina | Villa Alsina | Villa Alsina | -34.6667 | -58.4167 | Argentina | AR | ARG | Buenos Aires |  | 41155 | 1032506308
Villa Ángela, Chaco, Argentina | Villa Ángela | Villa Angela | -27.5833 | -60.7167 | Argentina | AR | ARG | Chaco | minor | 30051 | 1032039944
Villa Carlos Paz, Córdoba, Argentina | Villa Carlos Paz | Villa Carlos Paz | -31.4 | -64.5167 | Argentina | AR | ARG | Córdoba |  | 62423 | 1032854975
Villa Celina, Buenos Aires, Ciudad Autónoma de, Argentina | Villa Celina | Villa Celina | -34.7006 | -58.4825 | Argentina | AR | ARG | Buenos Aires, Ciudad Autónoma de |  | 30000 | 1032320584
Villa Constitución, Santa Fe, Argentina | Villa Constitución | Villa Constitucion | -33.2333 | -60.3333 | Argentina | AR | ARG | Santa Fe | minor | 47374 | 1032793574
Villa de Álvarez, Colima, Mexico | Villa de Álvarez | Villa de Alvarez | 19.25 | -103.7333 | Mexico | MX | MEX | Colima | minor | 117600 | 1484653806
Villa de Cura, Aragua, Venezuela | Villa de Cura | Villa de Cura | 10.0386 | -67.4894 | Venezuela | VE | VEN | Aragua | minor | 145098 | 1862979204
Villa de Etla, Oaxaca, Mexico | Villa de Etla | Villa de Etla | 17.2062 | -96.7989 | Mexico | MX | MEX | Oaxaca |  | 10737 | 1484285081
Villa del Carbón, México, Mexico | Villa del Carbón | Villa del Carbon | 19.7272 | -99.5417 | Mexico | MX | MEX | México | minor | 39587 | 1484004677
Villa del Rosario, Norte de Santander, Colombia | Villa del Rosario | Villa del Rosario | 7.8353 | -72.4736 | Colombia | CO | COL | Norte de Santander | minor | 69833 | 1170700232
Villa del Rosario, San Pedro, Paraguay | Villa del Rosario | Villa del Rosario | -24.4196 | -57.1 | Paraguay | PY | PRY | San Pedro |  | 5123 | 1600049206
Villa Díaz Ordaz, Oaxaca, Mexico | Villa Díaz Ordaz | Villa Diaz Ordaz | 16.9981 | -96.4314 | Mexico | MX | MEX | Oaxaca | minor | 6646 | 1484683191
Villa Domínico, Buenos Aires, Argentina | Villa Domínico | Villa Dominico | -34.6917 | -58.3333 | Argentina | AR | ARG | Buenos Aires |  | 62315 | 1032866743
Villa Donato Guerra, México, Mexico | Villa Donato Guerra | Villa Donato Guerra | 19.3083 | -100.1422 | Mexico | MX | MEX | México | minor | 29621 | 1484701900
Villa Hayes, Presidente Hayes, Paraguay | Villa Hayes | Villa Hayes | -25.09 | -57.53 | Paraguay | PY | PRY | Presidente Hayes | admin | 15643 | 1600405064
Villa Hills, Kentucky, United States | Villa Hills | Villa Hills | 39.0656 | -84.595 | United States | US | USA | Kentucky |  | 7461 | 1840015176
Villa Luvianos, México, Mexico | Villa Luvianos | Villa Luvianos | 18.92 | -100.2983 | Mexico | MX | MEX | México | minor | 28215 | 1484500757
Villa Luzuriaga, Buenos Aires, Argentina | Villa Luzuriaga | Villa Luzuriaga | -34.6667 | -58.5833 | Argentina | AR | ARG | Buenos Aires |  | 94403 | 1032092344
Villa María, Córdoba, Argentina | Villa María | Villa Maria | -32.4103 | -63.2314 | Argentina | AR | ARG | Córdoba | minor | 79356 | 1032987787
Villa Martín Colchak, Potosí, Bolivia | Villa Martín Colchak | Villa Martin Colchak | -20.7666 | -67.7833 | Bolivia | BO | BOL | Potosí |  | 10 | 1068713966
Villa Mercedes, San Luis, Argentina | Villa Mercedes | Villa Mercedes | -33.6667 | -65.4667 | Argentina | AR | ARG | San Luis | minor | 111391 | 1032858021
Villa Morelos, México, Mexico | Villa Morelos | Villa Morelos | 20.0033 | -101.4144 | Mexico | MX | MEX | México |  | 7806 | 1484528995
Villa O’Higgins, Aysén, Chile | Villa O’Higgins | Villa O'Higgins | -48.4679 | -72.56 | Chile | CL | CHL | Aysén |  | 250 | 1152709181
Villa Park, Illinois, United States | Villa Park | Villa Park | 41.8864 | -87.9779 | United States | US | USA | Illinois |  | 21483 | 1840011412
Villa Park, California, United States | Villa Park | Villa Park | 33.818 | -117.8104 | United States | US | USA | California |  | 5790 | 1840021968
Villa Regina, Río Negro, Argentina | Villa Regina | Villa Regina | -39.1 | -67.0667 | Argentina | AR | ARG | Río Negro |  | 30028 | 1032583314
Villa Rica, Georgia, United States | Villa Rica | Villa Rica | 33.7305 | -84.917 | United States | US | USA | Georgia |  | 16058 | 1840015679
Villa Rumipal, Córdoba, Argentina | Villa Rumipal | Villa Rumipal | -32.1833 | -64.4833 | Argentina | AR | ARG | Córdoba |  | 1269 | 1032717709
Villa Sarmiento, Buenos Aires, Argentina | Villa Sarmiento | Villa Sarmiento | -34.6333 | -58.5667 | Argentina | AR | ARG | Buenos Aires |  | 17481 | 1032961945
Villa Tunari, Cochabamba, Bolivia | Villa Tunari | Villa Tunari | -16.9725 | -65.42 | Bolivia | BO | BOL | Cochabamba |  | 71386 | 1068987267
Villa Unión, Sinaloa, Mexico | Villa Unión | Villa Union | 23.1883 | -106.2158 | Mexico | MX | MEX | Sinaloa |  | 13404 | 1484310975
Villa Unión, Durango, Mexico | Villa Unión | Villa Union | 23.9667 | -104.0333 | Mexico | MX | MEX | Durango | minor | 10753 | 1484796365
Villa Victoria, México, Mexico | Villa Victoria | Villa Victoria | 19.4333 | -100 | Mexico | MX | MEX | México | minor | 77819 | 1484528358
Villa Yapacaní, Santa Cruz, Bolivia | Villa Yapacaní | Villa Yapacani | -17.4028 | -63.885 | Bolivia | BO | BOL | Santa Cruz |  | 14589 | 1068932083
Villa Ygatimí, Canindeyú, Paraguay | Villa Ygatimí | Villa Ygatimi | -24.0796 | -55.5 | Paraguay | PY | PRY | Canindeyú |  | 2809 | 1600339943
Villach, Kärnten, Austria | Villach | Villach | 46.6167 | 13.8333 | Austria | AT | AUT | Kärnten | minor | 61879 | 1040202364
Village Green-Green Ridge, Pennsylvania, United States | Village Green-Green Ridge | Village Green-Green Ridge | 39.8638 | -75.4256 | United States | US | USA | Pennsylvania |  | 8187 | 1840073727
Village of Oak Creek, Arizona, United States | Village of Oak Creek | Village of Oak Creek | 34.7813 | -111.7606 | United States | US | USA | Arizona |  | 6057 | 1840036808
Village St. George, Louisiana, United States | Village St. George | Village St. George | 30.3598 | -91.0672 | United States | US | USA | Louisiana |  | 6900 | 1840031109
Villagrán, Guanajuato, Mexico | Villagrán | Villagran | 20.517 | -100.983 | Mexico | MX | MEX | Guanajuato | minor | 45941 | 1484237393
Villaguay, Entre Ríos, Argentina | Villaguay | Villaguay | -31.85 | -59.0167 | Argentina | AR | ARG | Entre Ríos | minor | 49445 | 1032112502
Villahermosa, Tabasco, Mexico | Villahermosa | Villahermosa | 17.9892 | -92.9281 | Mexico | MX | MEX | Tabasco | admin | 640359 | 1484460894
Villalonga, Buenos Aires, Argentina | Villalonga | Villalonga | -39.8829 | -62.5833 | Argentina | AR | ARG | Buenos Aires |  | 2838 | 1032282782
Villamontes, Tarija, Bolivia | Villamontes | Villamontes | -21.2647 | -63.4586 | Bolivia | BO | BOL | Tarija |  | 39800 | 1068626988
Villanueva, Cortés, Honduras | Villanueva | Villanueva | 15.3167 | -88.0167 | Honduras | HN | HND | Cortés |  | 157615 | 1340079427
Villanueva, Zacatecas, Mexico | Villanueva | Villanueva | 22.3536 | -102.8831 | Mexico | MX | MEX | Zacatecas | minor | 32835 | 1484244113
Villanueva de la Serena, Extremadura, Spain | Villanueva de la Serena | Villanueva de la Serena | 38.9739 | -5.8003 | Spain | ES | ESP | Extremadura |  | 25667 | 1724363816
Villanueva y Geltrú, Catalonia, Spain | Villanueva y Geltrú | Villanueva y Geltru | 41.2243 | 1.7259 | Spain | ES | ESP | Catalonia |  | 67086 | 1724482160
Villareal, Valencia, Spain | Villareal | Villareal | 39.9378 | -0.1014 | Spain | ES | ESP | Valencia |  | 50893 | 1724206895
Villarrica, Guairá, Paraguay | Villarrica | Villarrica | -25.75 | -56.4333 | Paraguay | PY | PRY | Guairá | admin | 41157 | 1600446518
Villarrica, Araucanía, Chile | Villarrica | Villarrica | -39.28 | -72.23 | Chile | CL | CHL | Araucanía |  | 31602 | 1152280288
Villarrobledo, Castille-La Mancha, Spain | Villarrobledo | Villarrobledo | 39.2667 | -2.6 | Spain | ES | ESP | Castille-La Mancha |  | 25184 | 1724704168
Villars-sur-Glâne, Fribourg, Switzerland | Villars-sur-Glâne | Villars-sur-Glane | 46.7833 | 7.1167 | Switzerland | CH | CHE | Fribourg |  | 12092 | 1756439374
Villas, Florida, United States | Villas | Villas | 26.5504 | -81.8679 | United States | US | USA | Florida |  | 12036 | 1840029092
Villas, New Jersey, United States | Villas | Villas | 39.0158 | -74.9349 | United States | US | USA | New Jersey |  | 8783 | 1840005869
Villavicencio, Meta, Colombia | Villavicencio | Villavicencio | 4.1425 | -73.6294 | Colombia | CO | COL | Meta | admin | 527668 | 1170426927
Villazón, Potosí, Bolivia | Villazón | Villazon | -22.091 | -65.596 | Bolivia | BO | BOL | Potosí |  | 28045 | 1068163517
Ville Platte, Louisiana, United States | Ville Platte | Ville Platte | 30.6901 | -92.2744 | United States | US | USA | Louisiana |  | 8829 | 1840015896
Villefranche-sur-Saône, Auvergne-Rhône-Alpes, France | Villefranche-sur-Saône | Villefranche-sur-Saone | 45.9833 | 4.7167 | France | FR | FRA | Auvergne-Rhône-Alpes | minor | 36857 | 1250969422
Villejuif, Île-de-France, France | Villejuif | Villejuif | 48.7919 | 2.3636 | France | FR | FRA | Île-de-France |  | 54753 | 1250637012
Villemomble, Île-de-France, France | Villemomble | Villemomble | 48.8833 | 2.5 | France | FR | FRA | Île-de-France |  | 29964 | 1250831662
Villena, Valencia, Spain | Villena | Villena | 38.635 | -0.8658 | Spain | ES | ESP | Valencia |  | 33964 | 1724638080
Villenave-d’Ornon, Nouvelle-Aquitaine, France | Villenave-d’Ornon | Villenave-d'Ornon | 44.7806 | -0.5658 | France | FR | FRA | Nouvelle-Aquitaine |  | 34090 | 1250296432
Villeneuve-la-Garenne, Île-de-France, France | Villeneuve-la-Garenne | Villeneuve-la-Garenne | 48.9372 | 2.3278 | France | FR | FRA | Île-de-France |  | 23771 | 1250937070
Villeneuve-le-Roi, Île-de-France, France | Villeneuve-le-Roi | Villeneuve-le-Roi | 48.7333 | 2.4167 | France | FR | FRA | Île-de-France |  | 21384 | 1250314073
Villeneuve-Saint-Georges, Île-de-France, France | Villeneuve-Saint-Georges | Villeneuve-Saint-Georges | 48.7325 | 2.4497 | France | FR | FRA | Île-de-France |  | 33545 | 1250985976
Villeneuve-sur-Lot, Nouvelle-Aquitaine, France | Villeneuve-sur-Lot | Villeneuve-sur-Lot | 44.4081 | 0.705 | France | FR | FRA | Nouvelle-Aquitaine | minor | 22064 | 1250450976
Villeparisis, Île-de-France, France | Villeparisis | Villeparisis | 48.9503 | 2.6025 | France | FR | FRA | Île-de-France |  | 26322 | 1250133123
Villepinte, Île-de-France, France | Villepinte | Villepinte | 48.955 | 2.541 | France | FR | FRA | Île-de-France |  | 36830 | 1250274181
Villeurbanne, Auvergne-Rhône-Alpes, France | Villeurbanne | Villeurbanne | 45.7667 | 4.8803 | France | FR | FRA | Auvergne-Rhône-Alpes |  | 147712 | 1250002615
Villiersdorp, Western Cape, South Africa | Villiersdorp | Villiersdorp | -33.9833 | 19.2833 | South Africa | ZA | ZAF | Western Cape |  | 10004 | 1710014567
Villiers-le-Bel, Île-de-France, France | Villiers-le-Bel | Villiers-le-Bel | 49.0094 | 2.3911 | France | FR | FRA | Île-de-France |  | 27676 | 1250001397
Villiers-sur-Marne, Île-de-France, France | Villiers-sur-Marne | Villiers-sur-Marne | 48.8275 | 2.5447 | France | FR | FRA | Île-de-France |  | 28456 | 1250966526
Villingen-Schwenningen, Baden-Württemberg, Germany | Villingen-Schwenningen | Villingen-Schwenningen | 48.0603 | 8.4586 | Germany | DE | DEU | Baden-Württemberg | minor | 85181 | 1276450523
Vilnius, Vilniaus Miestas, Lithuania | Vilnius | Vilnius | 54.6833 | 25.2833 | Lithuania | LT | LTU | Vilniaus Miestas | primary | 574147 | 1440887149
Vilsbiburg, Bavaria, Germany | Vilsbiburg | Vilsbiburg | 48.4475 | 12.3475 | Germany | DE | DEU | Bavaria |  | 12074 | 1276843205
Vilseck, Bavaria, Germany | Vilseck | Vilseck | 49.6 | 11.8 | Germany | DE | DEU | Bavaria |  | 6093 | 1276068509
Vilvoorde, Flanders, Belgium | Vilvoorde | Vilvoorde | 50.9281 | 4.4245 | Belgium | BE | BEL | Flanders | minor | 44015 | 1056838834
Vilyeyka, Minskaya Voblasts’, Belarus | Vilyeyka | Vilyeyka | 54.4833 | 26.9167 | Belarus | BY | BLR | Minskaya Voblasts’ | minor | 27400 | 1112405572
Vilyuchinsk, Kamchatskiy Kray, Russia | Vilyuchinsk | Vilyuchinsk | 52.9333 | 158.4 | Russia | RU | RUS | Kamchatskiy Kray |  | 21973 | 1643675061
Vilyuysk, Sakha (Yakutiya), Russia | Vilyuysk | Vilyuysk | 63.75 | 121.6167 | Russia | RU | RUS | Sakha (Yakutiya) |  | 11095 | 1643430483
Vimperk, Jihočeský Kraj, Czechia | Vimperk | Vimperk | 49.0525 | 13.7743 | Czechia | CZ | CZE | Jihočeský Kraj |  | 7440 | 1203222398
Viña del Mar, Valparaíso, Chile | Viña del Mar | Vina del Mar | -33.0244 | -71.5517 | Chile | CL | CHL | Valparaíso |  | 332875 | 1152898644
Vincennes, Île-de-France, France | Vincennes | Vincennes | 48.8478 | 2.4392 | France | FR | FRA | Île-de-France |  | 49891 | 1250087809
Vincennes, Indiana, United States | Vincennes | Vincennes | 38.676 | -87.5102 | United States | US | USA | Indiana |  | 19498 | 1840010730
Vincent, California, United States | Vincent | Vincent | 34.0982 | -117.9238 | United States | US | USA | California |  | 17008 | 1840074687
Vinces, Los Ríos, Ecuador | Vinces | Vinces | -1.55 | -79.7333 | Ecuador | EC | ECU | Los Ríos |  | 30241 | 1218211679
Vine Grove, Kentucky, United States | Vine Grove | Vine Grove | 37.8133 | -85.9828 | United States | US | USA | Kentucky |  | 6439 | 1840015218
Vineland, New Jersey, United States | Vineland | Vineland | 39.4653 | -74.9981 | United States | US | USA | New Jersey |  | 93239 | 1840001551
Vineyard, California, United States | Vineyard | Vineyard | 38.4744 | -121.319 | United States | US | USA | California |  | 28315 | 1840018846
Vineyard, Utah, United States | Vineyard | Vineyard | 40.3059 | -111.7545 | United States | US | USA | Utah |  | 11866 | 1840022419
Vinh, Nghệ An, Vietnam | Vinh | Vinh | 18.6733 | 105.6922 | Vietnam | VN | VNM | Nghệ An | admin | 490000 | 1704960059
Vĩnh Long, Vĩnh Long, Vietnam | Vĩnh Long | Vinh Long | 10.255 | 105.9753 | Vietnam | VN | VNM | Vĩnh Long | admin | 103314 | 1704262419
Vĩnh Yên, Vĩnh Phúc, Vietnam | Vĩnh Yên | Vinh Yen | 21.31 | 105.5967 | Vietnam | VN | VNM | Vĩnh Phúc | admin |  | 1704905946
Vinhais, Bragança, Portugal | Vinhais | Vinhais | 41.8167 | -7 | Portugal | PT | PRT | Bragança | minor | 9066 | 1620473528
Vinhedo, São Paulo, Brazil | Vinhedo | Vinhedo | -23.03 | -46.975 | Brazil | BR | BRA | São Paulo |  | 72550 | 1076383405
Vinica, Vinica, Macedonia | Vinica | Vinica | 41.8828 | 22.5092 | Macedonia | MK | MKD | Vinica | admin | 10863 | 1807665568
Vinings, Georgia, United States | Vinings | Vinings | 33.8608 | -84.4686 | United States | US | USA | Georgia |  | 13086 | 1840013687
Vinita, Oklahoma, United States | Vinita | Vinita | 36.6364 | -95.177 | United States | US | USA | Oklahoma |  | 5550 | 1840021599
Vinnichki, L’vivs’ka Oblast’, Ukraine | Vinnichki | Vinnichki | 49.8156 | 24.1297 | Ukraine | UA | UKR | L’vivs’ka Oblast’ |  | 15723 | 1804573396
Vinnytsia, Vinnyts’ka Oblast’, Ukraine | Vinnytsia | Vinnytsia | 49.2372 | 28.4672 | Ukraine | UA | UKR | Vinnyts’ka Oblast’ | admin | 371855 | 1804658571
Vinto, Cochabamba, Bolivia | Vinto | Vinto | -17.3972 | -66.3136 | Bolivia | BO | BOL | Cochabamba |  | 14180 | 1068969654
Vinton, Virginia, United States | Vinton | Vinton | 37.2746 | -79.8887 | United States | US | USA | Virginia |  | 8104 | 1840003856
Vinukonda, Andhra Pradesh, India | Vinukonda | Vinukonda | 16.05 | 79.75 | India | IN | IND | Andhra Pradesh |  | 59725 | 1356819642
Viola, New York, United States | Viola | Viola | 41.1287 | -74.0855 | United States | US | USA | New York |  | 6917 | 1840004972
Violet, Louisiana, United States | Violet | Violet | 29.8962 | -89.892 | United States | US | USA | Louisiana |  | 5424 | 1840014002
Vipava, Vipava, Slovenia | Vipava | Vipava | 45.8463 | 13.9622 | Slovenia | SI | SVN | Vipava | admin |  | 1705864633
Viqueque, Viqueque, Timor-Leste | Viqueque | Viqueque | -8.85 | 126.3667 | Timor-Leste | TL | TLS | Viqueque | admin | 6078 | 1626768340
Virac, Catanduanes, Philippines | Virac | Virac | 13.5848 | 124.2374 | Philippines | PH | PHL | Catanduanes | admin |  | 1608265120
Viranşehir, Şanlıurfa, Turkey | Viranşehir | Viransehir | 37.2306 | 39.7653 | Turkey | TR | TUR | Şanlıurfa | minor | 195910 | 1792566461
Virginia, Minnesota, United States | Virginia | Virginia | 47.5169 | -92.5128 | United States | US | USA | Minnesota |  | 12381 | 1840009954
Virginia Beach, Virginia, United States | Virginia Beach | Virginia Beach | 36.7335 | -76.0435 | United States | US | USA | Virginia |  | 1478868 | 1840003871
Virovitica, Virovitičko-Podravska Županija, Croatia | Virovitica | Virovitica | 45.8333 | 17.3833 | Croatia | HR | HRV | Virovitičko-Podravska Županija | admin | 21291 | 1191128636
Virrat, Pirkanmaa, Finland | Virrat | Virrat | 62.2403 | 23.7708 | Finland | FI | FIN | Pirkanmaa | minor | 7002 | 1246625508
Virú, La Libertad, Peru | Virú | Viru | -8.4143 | -78.7524 | Peru | PE | PER | La Libertad |  | 36029 | 1604901046
Viry-Châtillon, Île-de-France, France | Viry-Châtillon | Viry-Chatillon | 48.6713 | 2.375 | France | FR | FRA | Île-de-France |  | 31093 | 1250498232
Visaginas, Visaginas, Lithuania | Visaginas | Visaginas | 55.6 | 26.4333 | Lithuania | LT | LTU | Visaginas | admin | 18514 | 1440984232
Visalia, California, United States | Visalia | Visalia | 36.3276 | -119.3269 | United States | US | USA | California |  | 237386 | 1840021639
Visby, Gotland, Sweden | Visby | Visby | 57.629 | 18.3071 | Sweden | SE | SWE | Gotland | admin | 24693 | 1752027172
Visconde do Rio Branco, Minas Gerais, Brazil | Visconde do Rio Branco | Visconde do Rio Branco | -21.0103 | -42.8406 | Brazil | BR | BRA | Minas Gerais |  | 37942 | 1076854756
Višegrad, Srpska, Republika, Bosnia And Herzegovina | Višegrad | Visegrad | 43.7833 | 19.2833 | Bosnia And Herzegovina | BA | BIH | Srpska, Republika | minor | 5869 | 1070100453
Viseu, Viseu, Portugal | Viseu | Viseu | 40.6667 | -7.9167 | Portugal | PT | PRT | Viseu | admin | 99274 | 1620291266
Viseu, Pará, Brazil | Viseu | Viseu | -1.1965 | -46.14 | Brazil | BR | BRA | Pará |  | 18958 | 1076429547
Vişeu de Sus, Maramureş, Romania | Vişeu de Sus | Viseu de Sus | 47.7111 | 24.4264 | Romania | RO | ROU | Maramureş |  | 15037 | 1642452297
Vishākhapatnam, Andhra Pradesh, India | Vishākhapatnam | Vishakhapatnam | 17.7333 | 83.3167 | India | IN | IND | Andhra Pradesh |  | 2035922 | 1356692563
Visp, Valais, Switzerland | Visp | Visp | 46.2922 | 7.8828 | Switzerland | CH | CHE | Valais |  | 7891 | 1756588096
Visselhövede, Lower Saxony, Germany | Visselhövede | Visselhovede | 52.9833 | 9.6 | Germany | DE | DEU | Lower Saxony |  | 9629 | 1276207705
Vista, California, United States | Vista | Vista | 33.1896 | -117.2386 | United States | US | USA | California |  | 101638 | 1840021994
Vitanje, Vitanje, Slovenia | Vitanje | Vitanje | 46.3817 | 15.2958 | Slovenia | SI | SVN | Vitanje | admin |  | 1705925648
Viti, Viti, Kosovo | Viti | Viti | 42.3167 | 21.35 | Kosovo | XK | XKS | Viti | admin | 46987 | 1901328795
Vitim, Sakha (Yakutiya), Russia | Vitim | Vitim | 59.4515 | 112.5578 | Russia | RU | RUS | Sakha (Yakutiya) |  | 3843 | 1643662368
Vítkov, Moravskoslezský Kraj, Czechia | Vítkov | Vitkov | 49.7744 | 17.7495 | Czechia | CZ | CZE | Moravskoslezský Kraj |  | 5670 | 1203808580
Vitomarci, Sveti Andraž v Slovenskih Goricah, Slovenia | Vitomarci | Vitomarci | 46.5275 | 15.9394 | Slovenia | SI | SVN | Sveti Andraž v Slovenskih Goricah | admin |  | 1705653481
Vitomiricë, Pejë, Kosovo | Vitomiricë | Vitomirice | 42.6819 | 20.3173 | Kosovo | XK | XKS | Pejë |  | 5409 | 1901482786
Vitória, Espírito Santo, Brazil | Vitória | Vitoria | -20.324 | -40.366 | Brazil | BR | BRA | Espírito Santo | admin | 1704000 | 1076376829
Vitória da Conquista, Bahia, Brazil | Vitória da Conquista | Vitoria da Conquista | -14.8661 | -40.8394 | Brazil | BR | BRA | Bahia |  | 308204 | 1076812020
Vitoria-Gasteiz, Basque Country, Spain | Vitoria-Gasteiz | Vitoria-Gasteiz | 42.8467 | -2.6731 | Spain | ES | ESP | Basque Country | admin | 251774 | 1724975338
Vitrolles, Provence-Alpes-Côte d’Azur, France | Vitrolles | Vitrolles | 43.46 | 5.2486 | France | FR | FRA | Provence-Alpes-Côte d’Azur |  | 33310 | 1250199358
Vitry-sur-Seine, Île-de-France, France | Vitry-sur-Seine | Vitry-sur-Seine | 48.7875 | 2.3928 | France | FR | FRA | Île-de-France |  | 93557 | 1250115605
Vitsyebsk, Vitsyebskaya Voblasts’, Belarus | Vitsyebsk | Vitsyebsk | 55.1833 | 30.1667 | Belarus | BY | BLR | Vitsyebskaya Voblasts’ | admin | 364800 | 1112480679
Vittoriosa, Birgu, Malta | Vittoriosa | Vittoriosa | 35.8922 | 14.5183 | Malta | MT | MLT | Birgu | admin |  | 1470805169
Vizela, Porto, Portugal | Vizela | Vizela | 41.3833 | -8.3 | Portugal | PT | PRT | Porto |  | 23736 | 1620166206
Vizianagaram, Andhra Pradesh, India | Vizianagaram | Vizianagaram | 18.1167 | 83.4167 | India | IN | IND | Andhra Pradesh |  | 228720 | 1356212761
Vladičin Han, Vladičin Han, Serbia | Vladičin Han | Vladicin Han | 42.7 | 22.0667 | Serbia | RS | SRB | Vladičin Han | admin |  | 1688664018
Vladikavkaz, North Ossetia, Russia | Vladikavkaz | Vladikavkaz | 43.0167 | 44.65 | Russia | RU | RUS | North Ossetia | admin | 306978 | 1643438348
Vladimir, Vladimirskaya Oblast’, Russia | Vladimir | Vladimir | 56.1333 | 40.4167 | Russia | RU | RUS | Vladimirskaya Oblast’ | admin | 356168 | 1643712167
Vladimirci, Vladimirci, Serbia | Vladimirci | Vladimirci | 44.6158 | 19.7843 | Serbia | RS | SRB | Vladimirci | admin |  | 1688070989
Vladimirescu, Arad, Romania | Vladimirescu | Vladimirescu | 46.1674 | 21.4616 | Romania | RO | ROU | Arad |  | 10710 | 1642446879
Vladivostok, Primorskiy Kray, Russia | Vladivostok | Vladivostok | 43.1167 | 131.9 | Russia | RU | RUS | Primorskiy Kray | admin | 606589 | 1643832017
Vlăhiţa, Harghita, Romania | Vlăhiţa | Vlahita | 46.35 | 25.53 | Romania | RO | ROU | Harghita |  | 7649 | 1642456978
Vlašim, Středočeský Kraj, Czechia | Vlašim | Vlasim | 49.7064 | 14.8989 | Czechia | CZ | CZE | Středočeský Kraj |  | 11550 | 1203658512
Vlasotince, Vlasotince, Serbia | Vlasotince | Vlasotince | 42.9667 | 22.1333 | Serbia | RS | SRB | Vlasotince | admin |  | 1688116678
Vlorë, Vlorë, Albania | Vlorë | Vlore | 40.45 | 19.4833 | Albania | AL | ALB | Vlorë | admin | 130827 | 1008276050
Vlotho, North Rhine-Westphalia, Germany | Vlotho | Vlotho | 52.1667 | 8.8497 | Germany | DE | DEU | North Rhine-Westphalia |  | 18429 | 1276438597
Vobkent Shahri, Buxoro, Uzbekistan | Vobkent Shahri | Vobkent Shahri | 40.0233 | 64.5139 | Uzbekistan | UZ | UZB | Buxoro | minor | 12351 | 1860136901
Vöcklabruck, Oberösterreich, Austria | Vöcklabruck | Vocklabruck | 48.0086 | 13.6558 | Austria | AT | AUT | Oberösterreich | minor | 12179 | 1040721177
Vodice, Vodice, Slovenia | Vodice | Vodice | 46.2 | 14.5 | Slovenia | SI | SVN | Vodice | admin |  | 1705728443
Vodňany, Jihočeský Kraj, Czechia | Vodňany | Vodnany | 49.148 | 14.1751 | Czechia | CZ | CZE | Jihočeský Kraj |  | 7028 | 1203434889
Vohburg an der Donau, Bavaria, Germany | Vohburg an der Donau | Vohburg an der Donau | 48.7667 | 11.6167 | Germany | DE | DEU | Bavaria |  | 8312 | 1276723735
Vohenstrauß, Bavaria, Germany | Vohenstrauß | Vohenstrauss | 49.6167 | 12.3333 | Germany | DE | DEU | Bavaria |  | 7398 | 1276360116
Vöhringen, Bavaria, Germany | Vöhringen | Vohringen | 48.2833 | 10.0833 | Germany | DE | DEU | Bavaria |  | 13557 | 1276392768
Voi, Taita/Taveta, Kenya | Voi | Voi | -3.3696 | 38.57 | Kenya | KE | KEN | Taita/Taveta |  | 36487 | 1404504656
Voinjama, Lofa, Liberia | Voinjama | Voinjama | 8.4167 | -9.75 | Liberia | LR | LBR | Lofa | admin | 26594 | 1430858471
Voiron, Auvergne-Rhône-Alpes, France | Voiron | Voiron | 45.3642 | 5.5906 | France | FR | FRA | Auvergne-Rhône-Alpes |  | 20108 | 1250058509
Voitsberg, Steiermark, Austria | Voitsberg | Voitsberg | 47.0483 | 15.1503 | Austria | AT | AUT | Steiermark | minor | 9403 | 1040639919
Vojnik, Vojnik, Slovenia | Vojnik | Vojnik | 46.2931 | 15.3028 | Slovenia | SI | SVN | Vojnik | admin |  | 1705662463
Volchansk, Sverdlovskaya Oblast’, Russia | Volchansk | Volchansk | 59.9333 | 60.05 | Russia | RU | RUS | Sverdlovskaya Oblast’ |  | 8722 | 1643386083
Volčja Draga, Renče-Vogrsko, Slovenia | Volčja Draga | Volcja Draga | 45.9069 | 13.6775 | Slovenia | SI | SVN | Renče-Vogrsko | admin |  | 1705547222
Volgodonsk, Rostovskaya Oblast’, Russia | Volgodonsk | Volgodonsk | 47.5167 | 42.15 | Russia | RU | RUS | Rostovskaya Oblast’ |  | 171471 | 1643784914
Volgograd, Volgogradskaya Oblast’, Russia | Volgograd | Volgograd | 48.7 | 44.4833 | Russia | RU | RUS | Volgogradskaya Oblast’ | admin | 1015586 | 1643577201
Volgorechensk, Kostromskaya Oblast’, Russia | Volgorechensk | Volgorechensk | 57.4333 | 41.1667 | Russia | RU | RUS | Kostromskaya Oblast’ |  | 16539 | 1643892465
Volkach, Bavaria, Germany | Volkach | Volkach | 49.8641 | 10.2269 | Germany | DE | DEU | Bavaria |  | 8857 | 1276344574
Völkermarkt, Kärnten, Austria | Völkermarkt | Volkermarkt | 46.6622 | 14.6344 | Austria | AT | AUT | Kärnten | minor | 10946 | 1040264683
Volketswil, Zürich, Switzerland | Volketswil | Volketswil | 47.3906 | 8.6953 | Switzerland | CH | CHE | Zürich |  | 18615 | 1756554999
Volkhov, Leningradskaya Oblast’, Russia | Volkhov | Volkhov | 59.9167 | 32.35 | Russia | RU | RUS | Leningradskaya Oblast’ |  | 44868 | 1643547178
Völklingen, Saarland, Germany | Völklingen | Volklingen | 49.25 | 6.8333 | Germany | DE | DEU | Saarland |  | 39374 | 1276052749
Volkmarsen, Hesse, Germany | Volkmarsen | Volkmarsen | 51.3833 | 9.1167 | Germany | DE | DEU | Hesse |  | 6804 | 1276918425
Volksrust, Mpumalanga, South Africa | Volksrust | Volksrust | -27.3667 | 29.8833 | South Africa | ZA | ZAF | Mpumalanga |  | 43378 | 1710664906
Volney, New York, United States | Volney | Volney | 43.3594 | -76.3732 | United States | US | USA | New York |  | 5750 | 1840058568
Volo, Illinois, United States | Volo | Volo | 42.3298 | -88.1599 | United States | US | USA | Illinois |  | 5813 | 1840011182
Volodarsk, Nizhegorodskaya Oblast’, Russia | Volodarsk | Volodarsk | 56.2333 | 43.2 | Russia | RU | RUS | Nizhegorodskaya Oblast’ |  | 9972 | 1643851131
Volodymyr-Volyns’kyy, Volyns’ka Oblast’, Ukraine | Volodymyr-Volyns’kyy | Volodymyr-Volyns'kyy | 50.8481 | 24.3222 | Ukraine | UA | UKR | Volyns’ka Oblast’ | minor | 38901 | 1804155195
Vologda, Vologodskaya Oblast’, Russia | Vologda | Vologda | 59.2167 | 39.9 | Russia | RU | RUS | Vologodskaya Oblast’ | admin | 313012 | 1643013685
Volokolamsk, Moskovskaya Oblast’, Russia | Volokolamsk | Volokolamsk | 56.0333 | 35.95 | Russia | RU | RUS | Moskovskaya Oblast’ |  | 19824 | 1643346099
Vólos, Thessalía, Greece | Vólos | Volos | 39.3611 | 22.9425 | Greece | GR | GRC | Thessalía | minor | 86046 | 1300109851
Volosovo, Leningradskaya Oblast’, Russia | Volosovo | Volosovo | 59.45 | 29.4833 | Russia | RU | RUS | Leningradskaya Oblast’ | minor | 11987 | 1643898126
Volsk, Saratovskaya Oblast’, Russia | Volsk | Volsk | 52.05 | 47.3833 | Russia | RU | RUS | Saratovskaya Oblast’ |  | 63212 | 1643293120
Volta Redonda, Rio de Janeiro, Brazil | Volta Redonda | Volta Redonda | -22.5196 | -44.095 | Brazil | BR | BRA | Rio de Janeiro |  | 456362 | 1076343513
Voluntari, Bucureşti, Romania | Voluntari | Voluntari | 44.4925 | 26.1914 | Romania | RO | ROU | Bucureşti |  | 42944 | 1642832091
Volzhsk, Mariy-El, Russia | Volzhsk | Volzhsk | 55.8667 | 48.35 | Russia | RU | RUS | Mariy-El |  | 54519 | 1643457067
Volzhskiy, Volgogradskaya Oblast’, Russia | Volzhskiy | Volzhskiy | 48.7833 | 44.7667 | Russia | RU | RUS | Volgogradskaya Oblast’ |  | 326055 | 1643875527
Voorhees, New Jersey, United States | Voorhees | Voorhees | 39.845 | -74.955 | United States | US | USA | New Jersey |  | 29217 | 1840081683
Vorë, Tiranë, Albania | Vorë | Vore | 41.3939 | 19.6544 | Albania | AL | ALB | Tiranë |  | 10901 | 1008893438
Vorkuta, Komi, Russia | Vorkuta | Vorkuta | 67.5 | 64.0333 | Russia | RU | RUS | Komi |  | 56088 | 1643002916
Voronezh, Voronezhskaya Oblast’, Russia | Voronezh | Voronezh | 51.6717 | 39.2106 | Russia | RU | RUS | Voronezhskaya Oblast’ | admin | 1047549 | 1643811064
Vorontsovo, Krasnoyarskiy Kray, Russia | Vorontsovo | Vorontsovo | 71.6983 | 83.5642 | Russia | RU | RUS | Krasnoyarskiy Kray |  | 100 | 1643504976
Vorozhba, Sums’ka Oblast’, Ukraine | Vorozhba | Vorozhba | 51.1749 | 34.2299 | Ukraine | UA | UKR | Sums’ka Oblast’ |  | 6972 | 1804005245
Vorsma, Nizhegorodskaya Oblast’, Russia | Vorsma | Vorsma | 55.9833 | 43.2667 | Russia | RU | RUS | Nizhegorodskaya Oblast’ |  | 10491 | 1643536345
Võru, Võrumaa, Estonia | Võru | Voru | 57.8486 | 26.9928 | Estonia | EE | EST | Võrumaa | admin | 11859 | 1233754374
Voskresensk, Moskovskaya Oblast’, Russia | Voskresensk | Voskresensk | 55.3167 | 38.6833 | Russia | RU | RUS | Moskovskaya Oblast’ |  | 93565 | 1643351541
Vossevangen, Hordaland, Norway | Vossevangen | Vossevangen | 60.63 | 6.441 | Norway | NO | NOR | Hordaland |  | 5571 | 1578107030
Votkinsk, Udmurtiya, Russia | Votkinsk | Votkinsk | 57.05 | 54 | Russia | RU | RUS | Udmurtiya |  | 97550 | 1643007991
Votuporanga, São Paulo, Brazil | Votuporanga | Votuporanga | -20.4228 | -49.9728 | Brazil | BR | BRA | São Paulo |  | 91278 | 1076423091
Vovchansk, Kharkivs’ka Oblast’, Ukraine | Vovchansk | Vovchansk | 50.2881 | 36.9461 | Ukraine | UA | UKR | Kharkivs’ka Oblast’ | minor | 18644 | 1804820380
Voznesens’k, Mykolayivs’ka Oblast’, Ukraine | Voznesens’k | Voznesens'k | 47.5725 | 31.3119 | Ukraine | UA | UKR | Mykolayivs’ka Oblast’ | minor | 35243 | 1804117559
Vráble, Nitriansky, Slovakia | Vráble | Vrable | 48.25 | 18.3167 | Slovakia | SK | SVK | Nitriansky |  | 8656 | 1703078244
Vranjak, Rahovec, Kosovo | Vranjak | Vranjak | 42.3994 | 20.6547 | Kosovo | XK | XKS | Rahovec |  | 56208 | 1901861427
Vranje, Vranje, Serbia | Vranje | Vranje | 42.5542 | 21.8972 | Serbia | RS | SRB | Vranje | admin | 55138 | 1688474456
Vranov nad Topľou, Prešovský, Slovakia | Vranov nad Topľou | Vranov nad Topl'ou | 48.8806 | 21.6731 | Slovakia | SK | SVK | Prešovský | minor | 22589 | 1703513512
Vransko, Vransko, Slovenia | Vransko | Vransko | 46.2439 | 14.9514 | Slovenia | SI | SVN | Vransko | admin |  | 1705616966
Vrapčište, Vrapčište, Macedonia | Vrapčište | Vrapciste | 41.8344 | 20.8856 | Macedonia | MK | MKD | Vrapčište | admin |  | 1807187187
Vratimov, Moravskoslezský Kraj, Czechia | Vratimov | Vratimov | 49.7699 | 18.3102 | Czechia | CZ | CZE | Moravskoslezský Kraj |  | 7293 | 1203846615
Vratsa, Vratsa, Bulgaria | Vratsa | Vratsa | 43.2 | 23.55 | Bulgaria | BG | BGR | Vratsa | admin | 69493 | 1100261281
Vrbas, Vrbas, Serbia | Vrbas | Vrbas | 45.5697 | 19.6378 | Serbia | RS | SRB | Vrbas | admin | 24112 | 1688145915
Vrbové, Trnavský, Slovakia | Vrbové | Vrbove | 48.6208 | 17.7225 | Slovakia | SK | SVK | Trnavský |  | 5969 | 1703979280
Vrbovec, Zagrebačka Županija, Croatia | Vrbovec | Vrbovec | 45.8833 | 16.4333 | Croatia | HR | HRV | Zagrebačka Županija | minor | 14797 | 1191484288
Vrchlabí, Královéhradecký Kraj, Czechia | Vrchlabí | Vrchlabi | 50.627 | 15.6095 | Czechia | CZ | CZE | Královéhradecký Kraj |  | 12340 | 1203953730
Vreden, North Rhine-Westphalia, Germany | Vreden | Vreden | 52.0331 | 6.8331 | Germany | DE | DEU | North Rhine-Westphalia |  | 22641 | 1276296218
Vredenburg, Western Cape, South Africa | Vredenburg | Vredenburg | -32.9 | 17.9833 | South Africa | ZA | ZAF | Western Cape |  | 38382 | 1710121734
Vreed-en-Hoop, Essequibo Islands-West Demerara, Guyana | Vreed-en-Hoop | Vreed-en-Hoop | 6.8 | -58.1833 | Guyana | GY | GUY | Essequibo Islands-West Demerara | admin |  | 1328178268
Vrhnika, Vrhnika, Slovenia | Vrhnika | Vrhnika | 45.9622 | 14.2936 | Slovenia | SI | SVN | Vrhnika | admin |  | 1705071756
Vrindāvan, Uttar Pradesh, India | Vrindāvan | Vrindavan | 27.5806 | 77.7006 | India | IN | IND | Uttar Pradesh |  | 56618 | 1356168243
Vrnjačka Banja, Vrnjačka Banja, Serbia | Vrnjačka Banja | Vrnjacka Banja | 43.6167 | 20.9 | Serbia | RS | SRB | Vrnjačka Banja | admin | 10065 | 1688549018
Vrontádos, Voreío Aigaío, Greece | Vrontádos | Vrontados | 38.4167 | 26.1333 | Greece | GR | GRC | Voreío Aigaío |  | 5323 | 1300409203
Vršac, Vršac, Serbia | Vršac | Vrsac | 45.1206 | 21.2986 | Serbia | RS | SRB | Vršac | admin | 35701 | 1688560040
Vrútky, Žilinský, Slovakia | Vrútky | Vrutky | 49.1117 | 18.9236 | Slovakia | SK | SVK | Žilinský |  | 7760 | 1703987770
Vryburg, North West, South Africa | Vryburg | Vryburg | -26.95 | 24.7333 | South Africa | ZA | ZAF | North West |  | 49588 | 1710969597
Vryheid, KwaZulu-Natal, South Africa | Vryheid | Vryheid | -27.7694 | 30.7914 | South Africa | ZA | ZAF | KwaZulu-Natal |  | 150012 | 1710716158
Vsetín, Zlínský Kraj, Czechia | Vsetín | Vsetin | 49.3387 | 17.9962 | Czechia | CZ | CZE | Zlínský Kraj |  | 25974 | 1203549413
Vsevolozhsk, Leningradskaya Oblast’, Russia | Vsevolozhsk | Vsevolozhsk | 60.016 | 30.6663 | Russia | RU | RUS | Leningradskaya Oblast’ |  | 72864 | 1643253701
Vukovar, Vukovarsko-Srijemska Županija, Croatia | Vukovar | Vukovar | 45.35 | 19.0033 | Croatia | HR | HRV | Vukovarsko-Srijemska Županija | admin | 24938 | 1191345427
Vuktyl, Komi, Russia | Vuktyl | Vuktyl | 63.8667 | 57.3167 | Russia | RU | RUS | Komi |  | 10017 | 1643046290
Vulcăneşti, Găgăuzia, Moldova | Vulcăneşti | Vulcanesti | 45.6842 | 28.4028 | Moldova | MD | MDA | Găgăuzia |  | 12185 | 1498275011
Vũng Tàu, Bà Rịa-Vũng Tàu, Vietnam | Vũng Tàu | Vung Tau | 10.4042 | 107.1417 | Vietnam | VN | VNM | Bà Rịa-Vũng Tàu | admin | 327000 | 1704581438
Vushtrri, Vushtrri, Kosovo | Vushtrri | Vushtrri | 42.8222 | 20.9694 | Kosovo | XK | XKS | Vushtrri | admin | 69870 | 1901107642
Vuzenica, Vuzenica, Slovenia | Vuzenica | Vuzenica | 46.5992 | 15.1669 | Slovenia | SI | SVN | Vuzenica | admin |  | 1705639122
Vwawa, Mbeya, Tanzania | Vwawa | Vwawa | -9.1081 | 32.9347 | Tanzania | TZ | TZA | Mbeya | admin |  | 1834695780
Vyatskiye Polyany, Kirovskaya Oblast’, Russia | Vyatskiye Polyany | Vyatskiye Polyany | 56.2184 | 51.0686 | Russia | RU | RUS | Kirovskaya Oblast’ |  | 32562 | 1643642329
Vyazemskiy, Khabarovskiy Kray, Russia | Vyazemskiy | Vyazemskiy | 47.5333 | 134.75 | Russia | RU | RUS | Khabarovskiy Kray |  | 12889 | 1643608053
Vyazma, Smolenskaya Oblast’, Russia | Vyazma | Vyazma | 55.2103 | 34.285 | Russia | RU | RUS | Smolenskaya Oblast’ |  | 52506 | 1643507171
Vyazniki, Vladimirskaya Oblast’, Russia | Vyazniki | Vyazniki | 56.2433 | 42.1292 | Russia | RU | RUS | Vladimirskaya Oblast’ |  | 35865 | 1643016775
Vyborg, Leningradskaya Oblast’, Russia | Vyborg | Vyborg | 60.7092 | 28.7442 | Russia | RU | RUS | Leningradskaya Oblast’ |  | 78457 | 1643778472
Vyerkhnyadzvinsk, Vitsyebskaya Voblasts’, Belarus | Vyerkhnyadzvinsk | Vyerkhnyadzvinsk | 55.7667 | 27.9333 | Belarus | BY | BLR | Vitsyebskaya Voblasts’ | minor | 7000 | 1112221488
Vyetka, Homyel’skaya Voblasts’, Belarus | Vyetka | Vyetka | 52.5592 | 31.1808 | Belarus | BY | BLR | Homyel’skaya Voblasts’ | minor | 8300 | 1112844638
Vyksa, Nizhegorodskaya Oblast’, Russia | Vyksa | Vyksa | 55.3194 | 42.1731 | Russia | RU | RUS | Nizhegorodskaya Oblast’ |  | 53219 | 1643006557
Vynohradiv, Zakarpats’ka Oblast’, Ukraine | Vynohradiv | Vynohradiv | 48.1397 | 23.0331 | Ukraine | UA | UKR | Zakarpats’ka Oblast’ | minor | 25403 | 1804673048
Vyshhorod, Kyyivs’ka Oblast’, Ukraine | Vyshhorod | Vyshhorod | 50.5833 | 30.5 | Ukraine | UA | UKR | Kyyivs’ka Oblast’ | minor | 27825 | 1804392856
Vyshneve, Kyyivs’ka Oblast’, Ukraine | Vyshneve | Vyshneve | 50.3833 | 30.3667 | Ukraine | UA | UKR | Kyyivs’ka Oblast’ |  | 40919 | 1804783746
Vyshniy Volochëk, Tverskaya Oblast’, Russia | Vyshniy Volochëk | Vyshniy Volochek | 57.5913 | 34.5645 | Russia | RU | RUS | Tverskaya Oblast’ |  | 46908 | 1643616804
Vyškov, Jihomoravský Kraj, Czechia | Vyškov | Vyskov | 49.2775 | 16.999 | Czechia | CZ | CZE | Jihomoravský Kraj |  | 20807 | 1203012353
Vysoké Mýto, Pardubický Kraj, Czechia | Vysoké Mýto | Vysoke Myto | 49.9532 | 16.1618 | Czechia | CZ | CZE | Pardubický Kraj |  | 12288 | 1203435938
Vysokovsk, Moskovskaya Oblast’, Russia | Vysokovsk | Vysokovsk | 56.3167 | 36.55 | Russia | RU | RUS | Moskovskaya Oblast’ |  | 10586 | 1643011226
Vytegra, Vologodskaya Oblast’, Russia | Vytegra | Vytegra | 61 | 36.45 | Russia | RU | RUS | Vologodskaya Oblast’ |  | 10324 | 1643014673
Wa, Upper West, Ghana | Wa | Wa | 10.0667 | -2.5 | Ghana | GH | GHA | Upper West | admin | 78107 | 1288765586
Wabag, Enga, Papua New Guinea | Wabag | Wabag | -5.4833 | 143.7 | Papua New Guinea | PG | PNG | Enga | admin | 3958 | 1598428400
Wabash, Indiana, United States | Wabash | Wabash | 40.8034 | -85.8301 | United States | US | USA | Indiana |  | 9710 | 1840010335
Wächtersbach, Hesse, Germany | Wächtersbach | Wachtersbach | 50.2667 | 9.3 | Germany | DE | DEU | Hesse |  | 12542 | 1276414935
Waco, Texas, United States | Waco | Waco | 31.5598 | -97.1881 | United States | US | USA | Texas |  | 192315 | 1840022140
Waconia, Minnesota, United States | Waconia | Waconia | 44.8412 | -93.7927 | United States | US | USA | Minnesota |  | 12428 | 1840010008
Wad Medani, Al Gazira, Sudan | Wad Medani | Wad Medani | 14.4 | 33.51 | Sudan | SD | SDN | Al Gazira | admin | 332714 | 1729581572
Waddington, Lincolnshire, United Kingdom | Waddington | Waddington | 53.1664 | -0.5389 | United Kingdom | GB | GBR | Lincolnshire |  | 6122 | 1826970637
Wade Hampton, South Carolina, United States | Wade Hampton | Wade Hampton | 34.8821 | -82.3336 | United States | US | USA | South Carolina |  | 20925 | 1840035800
Wadebridge, Cornwall, United Kingdom | Wadebridge | Wadebridge | 50.517 | -4.835 | United Kingdom | GB | GBR | Cornwall |  | 7900 | 1826771408
Wädenswil, Zürich, Switzerland | Wädenswil | Wadenswil | 47.2303 | 8.6722 | Switzerland | CH | CHE | Zürich |  | 21716 | 1756533832
Wadern, Saarland, Germany | Wadern | Wadern | 49.5394 | 6.89 | Germany | DE | DEU | Saarland |  | 15727 | 1276516463
Wadesboro, North Carolina, United States | Wadesboro | Wadesboro | 34.9645 | -80.0746 | United States | US | USA | North Carolina |  | 5254 | 1840016450
Wādī Ḩalfā’, Northern, Sudan | Wādī Ḩalfā’ | Wadi Halfa' | 21.8 | 31.35 | Sudan | SD | SDN | Northern |  | 17121 | 1729435342
Wading River, New York, United States | Wading River | Wading River | 40.9464 | -72.823 | United States | US | USA | New York |  | 8034 | 1840005107
Wadomari, Kagoshima, Japan | Wadomari | Wadomari | 27.3922 | 128.6553 | Japan | JP | JPN | Kagoshima |  | 6364 | 1392062707
Wadsley, Sheffield, United Kingdom | Wadsley | Wadsley | 53.41 | -1.52 | United Kingdom | GB | GBR | Sheffield |  | 5631 | 1826626902
Wadsworth, Ohio, United States | Wadsworth | Wadsworth | 41.0279 | -81.7324 | United States | US | USA | Ohio |  | 24046 | 1840010294
Wafangdian, Liaoning, China | Wafangdian | Wafangdian | 39.6271 | 121.9972 | China | CN | CHN | Liaoning |  | 1024876 | 1156476417
Wagga Wagga, New South Wales, Australia | Wagga Wagga | Wagga Wagga | -35.1189 | 147.3689 | Australia | AU | AUS | New South Wales |  | 56442 | 1036273188
Waggaman, Louisiana, United States | Waggaman | Waggaman | 29.9373 | -90.2354 | United States | US | USA | Louisiana |  | 9866 | 1840013991
Waghäusel, Baden-Württemberg, Germany | Waghäusel | Waghausel | 49.25 | 8.5169 | Germany | DE | DEU | Baden-Württemberg |  | 20935 | 1276002094
Wagin, Western Australia, Australia | Wagin | Wagin | -33.3167 | 117.35 | Australia | AU | AUS | Western Australia |  | 1824 | 1036851354
Wagoner, Oklahoma, United States | Wagoner | Wagoner | 35.9641 | -95.379 | United States | US | USA | Oklahoma |  | 8875 | 1840021696
Wągrowiec, Wielkopolskie, Poland | Wągrowiec | Wagrowiec | 52.8 | 17.2 | Poland | PL | POL | Wielkopolskie | minor | 24529 | 1616366641
Wahiawa, Hawaii, United States | Wahiawa | Wahiawa | 21.5005 | -158.0198 | United States | US | USA | Hawaii |  | 17422 | 1840029550
Wahlstedt, Schleswig-Holstein, Germany | Wahlstedt | Wahlstedt | 53.95 | 10.2167 | Germany | DE | DEU | Schleswig-Holstein |  | 9596 | 1276000715
Wahneta, Florida, United States | Wahneta | Wahneta | 27.9574 | -81.7288 | United States | US | USA | Florida |  | 5484 | 1840014125
Wahpeton, North Dakota, United States | Wahpeton | Wahpeton | 46.2722 | -96.6118 | United States | US | USA | North Dakota |  | 11067 | 1840000228
Wahrenbrück, Brandenburg, Germany | Wahrenbrück | Wahrenbruck | 51.55 | 13.35 | Germany | DE | DEU | Brandenburg |  | 5245 | 1276561519
Waianae, Hawaii, United States | Waianae | Waianae | 21.4569 | -158.1759 | United States | US | USA | Hawaii |  | 14054 | 1840029552
Waiblingen, Baden-Württemberg, Germany | Waiblingen | Waiblingen | 48.8303 | 9.3169 | Germany | DE | DEU | Baden-Württemberg | minor | 55449 | 1276678986
Waibstadt, Baden-Württemberg, Germany | Waibstadt | Waibstadt | 49.2975 | 8.92 | Germany | DE | DEU | Baden-Württemberg |  | 5682 | 1276358841
Waidhofen an der Thaya, Niederösterreich, Austria | Waidhofen an der Thaya | Waidhofen an der Thaya | 48.8167 | 15.2833 | Austria | AT | AUT | Niederösterreich | minor | 5501 | 1040085999
Waidhofen an der Ybbs, Niederösterreich, Austria | Waidhofen an der Ybbs | Waidhofen an der Ybbs | 47.9596 | 14.7745 | Austria | AT | AUT | Niederösterreich |  | 11333 | 1040615361
Waihee-Waiehu, Hawaii, United States | Waihee-Waiehu | Waihee-Waiehu | 20.9188 | -156.5063 | United States | US | USA | Hawaii |  | 8802 | 1840037549
Waihi, Waikato, New Zealand | Waihi | Waihi | -37.393 | 175.832 | New Zealand | NZ | NZL | Waikato |  | 5310 | 1554925569
Waikanae, Wellington, New Zealand | Waikanae | Waikanae | -40.876 | 175.064 | New Zealand | NZ | NZL | Wellington |  | 12100 | 1554624715
Waikele, Hawaii, United States | Waikele | Waikele | 21.4025 | -158.0058 | United States | US | USA | Hawaii |  | 7062 | 1840039259
Waikoloa Village, Hawaii, United States | Waikoloa Village | Waikoloa Village | 19.9285 | -155.8185 | United States | US | USA | Hawaii |  | 6412 | 1840029587
Wailea, Hawaii, United States | Wailea | Wailea | 20.6873 | -156.4291 | United States | US | USA | Hawaii |  | 5656 | 1840025210
Wailua Homesteads, Hawaii, United States | Wailua Homesteads | Wailua Homesteads | 22.065 | -159.3771 | United States | US | USA | Hawaii |  | 5900 | 1840029591
Wailuku, Hawaii, United States | Wailuku | Wailuku | 20.8834 | -156.5059 | United States | US | USA | Hawaii |  | 17354 | 1840023239
Waimalu, Hawaii, United States | Waimalu | Waimalu | 21.3913 | -157.9345 | United States | US | USA | Hawaii |  | 13384 | 1840029588
Waimanalo, Hawaii, United States | Waimanalo | Waimanalo | 21.3421 | -157.7303 | United States | US | USA | Hawaii |  | 6135 | 1840029558
Waimea, Hawaii, United States | Waimea | Waimea | 20.0124 | -155.6378 | United States | US | USA | Hawaii |  | 11687 | 1840137122
Wainfleet, Ontario, Canada | Wainfleet | Wainfleet | 42.925 | -79.375 | Canada | CA | CAN | Ontario |  | 6372 | 1124538125
Waingapu, Nusa Tenggara Timur, Indonesia | Waingapu | Waingapu | -9.6582 | 120.253 | Indonesia | ID | IDN | Nusa Tenggara Timur | minor | 48828 | 1360882365
Wainwright, Alberta, Canada | Wainwright | Wainwright | 52.8333 | -110.8667 | Canada | CA | CAN | Alberta |  | 6270 | 1124385336
Waipahu, Hawaii, United States | Waipahu | Waipahu | 21.3858 | -158.0103 | United States | US | USA | Hawaii |  | 40427 | 1840023258
Waipio, Hawaii, United States | Waipio | Waipio | 21.4143 | -157.9965 | United States | US | USA | Hawaii |  | 11508 | 1840029589
Waipio Acres, Hawaii, United States | Waipio Acres | Waipio Acres | 21.4689 | -158.0173 | United States | US | USA | Hawaii |  | 5443 | 1840029562
Waitakere, Auckland, New Zealand | Waitakere | Waitakere | -36.849 | 174.543 | New Zealand | NZ | NZL | Auckland |  | 208100 | 1554034359
Waitangi, Chatham Islands, New Zealand | Waitangi | Waitangi | -43.951 | -176.561 | New Zealand | NZ | NZL | Chatham Islands | admin | 300 | 1554847194
Waitara, Taranaki, New Zealand | Waitara | Waitara | -38.9958 | 174.2331 | New Zealand | NZ | NZL | Taranaki |  | 7040 | 1554951741
Waite Park, Minnesota, United States | Waite Park | Waite Park | 45.5313 | -94.2528 | United States | US | USA | Minnesota |  | 7768 | 1840009989
Waiuku, Auckland, New Zealand | Waiuku | Waiuku | -37.25 | 174.7333 | New Zealand | NZ | NZL | Auckland |  | 9660 | 1554334008
Wajimazakimachi, Ishikawa, Japan | Wajimazakimachi | Wajimazakimachi | 37.3906 | 136.8992 | Japan | JP | JPN | Ishikawa |  | 24851 | 1392449990
Wajir, Wajir, Kenya | Wajir | Wajir | 1.75 | 40.0667 | Kenya | KE | KEN | Wajir | admin | 45771 | 1404067343
Wakabadai, Hokkaidō, Japan | Wakabadai | Wakabadai | 45.4 | 141.7 | Japan | JP | JPN | Hokkaidō |  | 33689 | 1392002486
Wakayama, Wakayama, Japan | Wakayama | Wakayama | 34.2333 | 135.1667 | Japan | JP | JPN | Wakayama | admin | 355825 | 1392907296
Wake, Okayama, Japan | Wake | Wake | 34.8028 | 134.1575 | Japan | JP | JPN | Okayama |  | 13690 | 1392389367
Wake Forest, North Carolina, United States | Wake Forest | Wake Forest | 35.9629 | -78.5141 | United States | US | USA | North Carolina |  | 45629 | 1840016199
Wake Village, Texas, United States | Wake Village | Wake Village | 33.424 | -94.1188 | United States | US | USA | Texas |  | 5327 | 1840021988
Wakefield, Wakefield, United Kingdom | Wakefield | Wakefield | 53.68 | -1.49 | United Kingdom | GB | GBR | Wakefield |  | 99251 | 1826013112
Wakefield, Massachusetts, United States | Wakefield | Wakefield | 42.5035 | -71.0656 | United States | US | USA | Massachusetts |  | 26960 | 1840053641
Wakefield, Virginia, United States | Wakefield | Wakefield | 38.823 | -77.2407 | United States | US | USA | Virginia |  | 11782 | 1840143806
Wakefield, New Hampshire, United States | Wakefield | Wakefield | 43.5916 | -71.0098 | United States | US | USA | New Hampshire |  | 5016 | 1840055706
Wakefield-Peacedale, Rhode Island, United States | Wakefield-Peacedale | Wakefield-Peacedale | 41.4461 | -71.5004 | United States | US | USA | Rhode Island |  | 9092 | 1840073472
Wakema, Ayeyawady, Burma | Wakema | Wakema | 16.6133 | 95.1829 | Burma | MM | MMR | Ayeyawady |  | 48405 | 1104266529
Waki, Yamaguchi, Japan | Waki | Waki | 34.2022 | 132.2203 | Japan | JP | JPN | Yamaguchi |  | 6238 | 1392843750
Wakiso, Wakiso, Uganda | Wakiso | Wakiso | 0.4044 | 32.4594 | Uganda | UG | UGA | Wakiso | admin |  | 1800102352
Wakuya, Miyagi, Japan | Wakuya | Wakuya | 38.5447 | 141.1347 | Japan | JP | JPN | Miyagi |  | 15677 | 1392967427
Wałbrzych, Dolnośląskie, Poland | Wałbrzych | Walbrzych | 50.7667 | 16.2833 | Poland | PL | POL | Dolnośląskie | minor | 116069 | 1616162263
Wałcz, Zachodniopomorskie, Poland | Wałcz | Walcz | 53.2667 | 16.4667 | Poland | PL | POL | Zachodniopomorskie | minor | 26354 | 1616129049
Waldbröl, North Rhine-Westphalia, Germany | Waldbröl | Waldbrol | 50.8789 | 7.615 | Germany | DE | DEU | North Rhine-Westphalia |  | 19543 | 1276170251
Waldeck, Hesse, Germany | Waldeck | Waldeck | 51.2 | 9.0667 | Germany | DE | DEU | Hesse |  | 6761 | 1276540962
Walden, New York, United States | Walden | Walden | 41.5603 | -74.1879 | United States | US | USA | New York |  | 11085 | 1840004880
Waldenbuch, Baden-Württemberg, Germany | Waldenbuch | Waldenbuch | 48.6372 | 9.1317 | Germany | DE | DEU | Baden-Württemberg |  | 8717 | 1276938935
Waldheim, Saxony, Germany | Waldheim | Waldheim | 51.0667 | 13.0167 | Germany | DE | DEU | Saxony |  | 8964 | 1276028317
Waldkirch, Baden-Württemberg, Germany | Waldkirch | Waldkirch | 48.0939 | 7.9608 | Germany | DE | DEU | Baden-Württemberg |  | 21809 | 1276926019
Waldkirchen, Bavaria, Germany | Waldkirchen | Waldkirchen | 48.7306 | 13.6011 | Germany | DE | DEU | Bavaria |  | 10534 | 1276702006
Waldkraiburg, Bavaria, Germany | Waldkraiburg | Waldkraiburg | 48.2167 | 12.4 | Germany | DE | DEU | Bavaria |  | 23442 | 1276784836
Waldmünchen, Bavaria, Germany | Waldmünchen | Waldmunchen | 49.3785 | 12.7049 | Germany | DE | DEU | Bavaria |  | 6728 | 1276963038
Waldorf, Maryland, United States | Waldorf | Waldorf | 38.6085 | -76.9195 | United States | US | USA | Maryland |  | 74587 | 1840006175
Waldsassen, Bavaria, Germany | Waldsassen | Waldsassen | 50 | 12.3 | Germany | DE | DEU | Bavaria |  | 6694 | 1276182408
Waldshut-Tiengen, Baden-Württemberg, Germany | Waldshut-Tiengen | Waldshut-Tiengen | 47.6231 | 8.2144 | Germany | DE | DEU | Baden-Württemberg | minor | 24226 | 1276011078
Waldwick, New Jersey, United States | Waldwick | Waldwick | 41.0134 | -74.1259 | United States | US | USA | New Jersey |  | 10108 | 1840000921
Walkden, Salford, United Kingdom | Walkden | Walkden | 53.5239 | -2.3991 | United Kingdom | GB | GBR | Salford |  | 35616 | 1826067450
Walker, Michigan, United States | Walker | Walker | 42.9853 | -85.7446 | United States | US | USA | Michigan |  | 24869 | 1840002925
Walker, Louisiana, United States | Walker | Walker | 30.485 | -90.8656 | United States | US | USA | Louisiana |  | 6248 | 1840017185
Walker Mill, Maryland, United States | Walker Mill | Walker Mill | 38.8754 | -76.8862 | United States | US | USA | Maryland |  | 11780 | 1840031499
Walkersville, Maryland, United States | Walkersville | Walkersville | 39.4832 | -77.3559 | United States | US | USA | Maryland |  | 6415 | 1840005717
Walkertown, North Carolina, United States | Walkertown | Walkertown | 36.1578 | -80.1642 | United States | US | USA | North Carolina |  | 5242 | 1840016125
Wall, New Jersey, United States | Wall | Wall | 40.1674 | -74.0974 | United States | US | USA | New Jersey |  | 25836 | 1840081643
Walla Walla, Washington, United States | Walla Walla | Walla Walla | 46.067 | -118.3366 | United States | US | USA | Washington |  | 57860 | 1840021174
Wallan, Victoria, Australia | Wallan | Wallan | -37.4167 | 144.9833 | Australia | AU | AUS | Victoria |  | 8520 | 1036357414
Wallaroo, South Australia, Australia | Wallaroo | Wallaroo | -33.9167 | 137.6167 | Australia | AU | AUS | South Australia |  | 3988 | 1036743246
Wallasey, Wirral, United Kingdom | Wallasey | Wallasey | 53.4158 | -3.0233 | United Kingdom | GB | GBR | Wirral |  | 60284 | 1826741418
Walldorf, Baden-Württemberg, Germany | Walldorf | Walldorf | 49.3 | 8.65 | Germany | DE | DEU | Baden-Württemberg |  | 15534 | 1276002664
Walldürn, Baden-Württemberg, Germany | Walldürn | Walldurn | 49.5831 | 9.3681 | Germany | DE | DEU | Baden-Württemberg |  | 11518 | 1276425115
Walled Lake, Michigan, United States | Walled Lake | Walled Lake | 42.538 | -83.4786 | United States | US | USA | Michigan |  | 7134 | 1840002435
Waller, Washington, United States | Waller | Waller | 47.2035 | -122.3699 | United States | US | USA | Washington |  | 7894 | 1840037889
Wallingford, Oxfordshire, United Kingdom | Wallingford | Wallingford | 51.599 | -1.125 | United Kingdom | GB | GBR | Oxfordshire |  | 11600 | 1826443803
Wallingford, Connecticut, United States | Wallingford | Wallingford | 41.4587 | -72.8039 | United States | US | USA | Connecticut |  | 44771 | 1840045095
Wallingford Center, Connecticut, United States | Wallingford Center | Wallingford Center | 41.4499 | -72.8189 | United States | US | USA | Connecticut |  | 18322 | 1840073312
Wallington, New Jersey, United States | Wallington | Wallington | 40.8535 | -74.1069 | United States | US | USA | New Jersey |  | 11495 | 1840000922
Wallington, Sutton, United Kingdom | Wallington | Wallington | 51.3647 | -0.1403 | United Kingdom | GB | GBR | Sutton |  | 20850 | 1826952560
Wallisellen, Zürich, Switzerland | Wallisellen | Wallisellen | 47.4122 | 8.5922 | Switzerland | CH | CHE | Zürich |  | 15855 | 1756960820
Wallkill, New York, United States | Wallkill | Wallkill | 41.4854 | -74.3939 | United States | US | USA | New York |  | 28622 | 1840024229
Wallsend, North Tyneside, United Kingdom | Wallsend | Wallsend | 54.991 | -1.534 | United Kingdom | GB | GBR | North Tyneside |  | 43826 | 1826171317
Walmer, Kent, United Kingdom | Walmer | Walmer | 51.2043 | 1.3985 | United Kingdom | GB | GBR | Kent |  | 8178 | 1826830845
Walnut, California, United States | Walnut | Walnut | 34.0334 | -117.8593 | United States | US | USA | California |  | 29685 | 1840021875
Walnut Creek, California, United States | Walnut Creek | Walnut Creek | 37.9024 | -122.0398 | United States | US | USA | California |  | 70166 | 1840021531
Walnut Park, California, United States | Walnut Park | Walnut Park | 33.9683 | -118.222 | United States | US | USA | California |  | 16034 | 1840019218
Walnut Ridge, Arkansas, United States | Walnut Ridge | Walnut Ridge | 36.0851 | -90.9463 | United States | US | USA | Arkansas |  | 6568 | 1840015327
Walpole, Massachusetts, United States | Walpole | Walpole | 42.1465 | -71.2555 | United States | US | USA | Massachusetts |  | 25075 | 1840053559
Walsall, Walsall, United Kingdom | Walsall | Walsall | 52.58 | -1.98 | United Kingdom | GB | GBR | Walsall |  | 67594 | 1826655696
Walsall Wood, Walsall, United Kingdom | Walsall Wood | Walsall Wood | 52.6277 | -1.9301 | United Kingdom | GB | GBR | Walsall |  | 13207 | 1826891290
Walsrode, Lower Saxony, Germany | Walsrode | Walsrode | 52.8592 | 9.5853 | Germany | DE | DEU | Lower Saxony |  | 23068 | 1276472764
Walterboro, South Carolina, United States | Walterboro | Walterboro | 32.901 | -80.676 | United States | US | USA | South Carolina |  | 9550 | 1840015757
Waltershausen, Thuringia, Germany | Waltershausen | Waltershausen | 50.8975 | 10.5558 | Germany | DE | DEU | Thuringia |  | 12973 | 1276892683
Waltham, Massachusetts, United States | Waltham | Waltham | 42.3889 | -71.2423 | United States | US | USA | Massachusetts |  | 62495 | 1840000428
Waltham, North East Lincolnshire, United Kingdom | Waltham | Waltham | 53.5165 | -0.1021 | United Kingdom | GB | GBR | North East Lincolnshire |  | 6413 | 1826581191
Waltham Abbey, Essex, United Kingdom | Waltham Abbey | Waltham Abbey | 51.6846 | 0.0004 | United Kingdom | GB | GBR | Essex |  | 21149 | 1826980531
Waltham Cross, Hertfordshire, United Kingdom | Waltham Cross | Waltham Cross | 51.686 | -0.0331 | United Kingdom | GB | GBR | Hertfordshire |  | 7407 | 1826629009
Walthamstow, Waltham Forest, United Kingdom | Walthamstow | Walthamstow | 51.59 | 0 | United Kingdom | GB | GBR | Waltham Forest |  | 109424 | 1826009890
Walton, New York, United States | Walton | Walton | 42.1741 | -75.1273 | United States | US | USA | New York |  | 5229 | 1840004623
Walton upon Thames, Surrey, United Kingdom | Walton upon Thames | Walton upon Thames | 51.3868 | -0.4133 | United Kingdom | GB | GBR | Surrey |  | 22834 | 1826528871
Waltrop, North Rhine-Westphalia, Germany | Waltrop | Waltrop | 51.6167 | 7.3833 | Germany | DE | DEU | North Rhine-Westphalia |  | 29345 | 1276333081
Walvisbaai, Erongo, Namibia | Walvisbaai | Walvisbaai | -22.9494 | 14.5069 | Namibia | NA | NAM | Erongo |  | 85000 | 1516267898
Walworth, New York, United States | Walworth | Walworth | 43.1633 | -77.3132 | United States | US | USA | New York |  | 9237 | 1840058571
Wamba, Haut-Uélé, Congo (Kinshasa) | Wamba | Wamba | 2.1404 | 27.99 | Congo (Kinshasa) | CD | COD | Haut-Uélé |  | 146871 | 1180866253
Wanaka, Otago, New Zealand | Wanaka | Wanaka | -44.7081 | 169.1239 | New Zealand | NZ | NZL | Otago |  | 8900 | 1554152950
Wanaque, New Jersey, United States | Wanaque | Wanaque | 41.044 | -74.29 | United States | US | USA | New Jersey |  | 11762 | 1840000840
Wancheng, Hainan, China | Wancheng | Wancheng | 18.8 | 110.4 | China | CN | CHN | Hainan | minor | 545597 | 1156017483
Wandsworth, Wandsworth, United Kingdom | Wandsworth | Wandsworth | 51.455 | -0.192 | United Kingdom | GB | GBR | Wandsworth |  | 61594 | 1826844924
Wang Nam Yen, Sa Kaeo, Thailand | Wang Nam Yen | Wang Nam Yen | 13.5004 | 102.1806 | Thailand | TH | THA | Sa Kaeo | minor | 21301 | 1764123627
Wang Saphung, Loei, Thailand | Wang Saphung | Wang Saphung | 17.2995 | 101.7624 | Thailand | TH | THA | Loei | minor | 11992 | 1764106072
Wangaratta, Victoria, Australia | Wangaratta | Wangaratta | -36.3583 | 146.3125 | Australia | AU | AUS | Victoria |  | 19318 | 1036395326
Wangdue Phodrang, Wangdue Phodrang, Bhutan | Wangdue Phodrang | Wangdue Phodrang | 27.4333 | 89.9167 | Bhutan | BT | BTN | Wangdue Phodrang | admin | 5000 | 1064353953
Wangen im Allgäu, Baden-Württemberg, Germany | Wangen im Allgäu | Wangen im Allgau | 47.6858 | 9.8342 | Germany | DE | DEU | Baden-Württemberg |  | 26905 | 1276638340
Wangqing, Jilin, China | Wangqing | Wangqing | 43.3248 | 129.7343 | China | CN | CHN | Jilin | minor | 88732 | 1156184335
Wanparti, Telangana, India | Wanparti | Wanparti | 16.361 | 78.0627 | India | IN | IND | Telangana |  | 60949 | 1356934970
Wanstead, Redbridge, United Kingdom | Wanstead | Wanstead | 51.5778 | 0.0286 | United Kingdom | GB | GBR | Redbridge |  | 11543 | 1826002020
Wantage, Oxfordshire, United Kingdom | Wantage | Wantage | 51.589 | -1.427 | United Kingdom | GB | GBR | Oxfordshire |  | 11327 | 1826123790
Wantage, New Jersey, United States | Wantage | Wantage | 41.2431 | -74.6258 | United States | US | USA | New Jersey |  | 10986 | 1840081776
Wantagh, New York, United States | Wantagh | Wantagh | 40.6686 | -73.5104 | United States | US | USA | New York |  | 18078 | 1840005281
Wanzleben, Saxony-Anhalt, Germany | Wanzleben | Wanzleben | 52.0667 | 11.4333 | Germany | DE | DEU | Saxony-Anhalt |  | 13903 | 1276538835
Wapakoneta, Ohio, United States | Wapakoneta | Wapakoneta | 40.5663 | -84.1915 | United States | US | USA | Ohio |  | 10500 | 1840010391
Wapato, Washington, United States | Wapato | Wapato | 46.4435 | -120.4215 | United States | US | USA | Washington |  | 7627 | 1840021153
Wappinger, New York, United States | Wappinger | Wappinger | 41.59 | -73.8918 | United States | US | USA | New York |  | 26699 | 1840088006
Wappingers Falls, New York, United States | Wappingers Falls | Wappingers Falls | 41.5984 | -73.9182 | United States | US | USA | New York |  | 5544 | 1840004755
Warangal, Telangana, India | Warangal | Warangal | 17.9756 | 79.6011 | India | IN | IND | Telangana |  | 704570 | 1356851618
Warburg, North Rhine-Westphalia, Germany | Warburg | Warburg | 51.4881 | 9.14 | Germany | DE | DEU | North Rhine-Westphalia |  | 23079 | 1276612246
Ward, Arkansas, United States | Ward | Ward | 35.0117 | -91.9577 | United States | US | USA | Arkansas |  | 5358 | 1840015504
Wardle, Rochdale, United Kingdom | Wardle | Wardle | 53.647 | -2.132 | United Kingdom | GB | GBR | Rochdale |  | 7092 | 1826170888
Ware, Hertfordshire, United Kingdom | Ware | Ware | 51.8109 | -0.0314 | United Kingdom | GB | GBR | Hertfordshire |  | 18799 | 1826891949
Ware, Massachusetts, United States | Ware | Ware | 42.2806 | -72.2843 | United States | US | USA | Massachusetts |  | 9838 | 1840053468
Wareham, Massachusetts, United States | Wareham | Wareham | 41.7662 | -70.6999 | United States | US | USA | Massachusetts |  | 22574 | 1840053578
Wareham, Dorset, United Kingdom | Wareham | Wareham | 50.686 | -2.1099 | United Kingdom | GB | GBR | Dorset |  | 5496 | 1826933039
Warendorf, North Rhine-Westphalia, Germany | Warendorf | Warendorf | 51.9539 | 7.9933 | Germany | DE | DEU | North Rhine-Westphalia | minor | 37226 | 1276005733
Warfield, Bracknell Forest, United Kingdom | Warfield | Warfield | 51.442 | -0.737 | United Kingdom | GB | GBR | Bracknell Forest |  | 10088 | 1826340559
Warin Chamrap, Ubon Ratchathani, Thailand | Warin Chamrap | Warin Chamrap | 15.2008 | 104.8612 | Thailand | TH | THA | Ubon Ratchathani | minor | 28154 | 1764105770
Warka, Mazowieckie, Poland | Warka | Warka | 51.7833 | 21.2 | Poland | PL | POL | Mazowieckie |  | 11035 | 1616212108
Warkworth, Auckland, New Zealand | Warkworth | Warkworth | -36.4 | 174.6667 | New Zealand | NZ | NZL | Auckland |  | 5320 | 1554014050
Warlingham, Surrey, United Kingdom | Warlingham | Warlingham | 51.3095 | -0.0574 | United Kingdom | GB | GBR | Surrey |  | 8036 | 1826495873
Warm Mineral Springs, Florida, United States | Warm Mineral Springs | Warm Mineral Springs | 27.0469 | -82.2702 | United States | US | USA | Florida |  | 5149 | 1840014183
Warman, Saskatchewan, Canada | Warman | Warman | 52.3219 | -106.5842 | Canada | CA | CAN | Saskatchewan |  | 11020 | 1124688931
Warminster, Wiltshire, United Kingdom | Warminster | Warminster | 51.205 | -2.181 | United Kingdom | GB | GBR | Wiltshire |  | 17490 | 1826602244
Warminster, Pennsylvania, United States | Warminster | Warminster | 40.2043 | -75.0915 | United States | US | USA | Pennsylvania |  | 32454 | 1840035370
Warnemünde, Mecklenburg-Western Pomerania, Germany | Warnemünde | Warnemunde | 54.1753 | 12.0883 | Germany | DE | DEU | Mecklenburg-Western Pomerania |  | 5937 | 1276733905
Warner Robins, Georgia, United States | Warner Robins | Warner Robins | 32.597 | -83.6529 | United States | US | USA | Georgia |  | 155140 | 1840015800
Warnes, Santa Cruz, Bolivia | Warnes | Warnes | -17.5103 | -63.1647 | Bolivia | BO | BOL | Santa Cruz |  | 214216 | 1068890339
Warr Acres, Oklahoma, United States | Warr Acres | Warr Acres | 35.5285 | -97.6182 | United States | US | USA | Oklahoma |  | 10118 | 1840021743
Warragul, Victoria, Australia | Warragul | Warragul | -38.15 | 145.9333 | Australia | AU | AUS | Victoria |  | 14276 | 1036504084
Warren, Michigan, United States | Warren | Warren | 42.4934 | -83.027 | United States | US | USA | Michigan |  | 133943 | 1840002418
Warren, Ohio, United States | Warren | Warren | 41.239 | -80.8174 | United States | US | USA | Ohio |  | 38752 | 1840000652
Warren, New Jersey, United States | Warren | Warren | 40.6323 | -74.5146 | United States | US | USA | New Jersey |  | 15783 | 1840081703
Warren, Pennsylvania, United States | Warren | Warren | 41.8433 | -79.1445 | United States | US | USA | Pennsylvania |  | 14370 | 1840003334
Warren, Rhode Island, United States | Warren | Warren | 41.7282 | -71.2629 | United States | US | USA | Rhode Island |  | 10488 | 1840066117
Warren, Arkansas, United States | Warren | Warren | 33.6113 | -92.0677 | United States | US | USA | Arkansas |  | 5399 | 1840015696
Warren, Massachusetts, United States | Warren | Warren | 42.2002 | -72.2006 | United States | US | USA | Massachusetts |  | 5210 | 1840017612
Warrensburg, Missouri, United States | Warrensburg | Warrensburg | 38.7627 | -93.726 | United States | US | USA | Missouri |  | 22410 | 1840010721
Warrensville Heights, Ohio, United States | Warrensville Heights | Warrensville Heights | 41.4363 | -81.5222 | United States | US | USA | Ohio |  | 13108 | 1840003419
Warrenton, Virginia, United States | Warrenton | Warrenton | 38.7176 | -77.7975 | United States | US | USA | Virginia |  | 10027 | 1840006058
Warrenton, Missouri, United States | Warrenton | Warrenton | 38.8187 | -91.1384 | United States | US | USA | Missouri |  | 9672 | 1840010714
Warrenton, Oregon, United States | Warrenton | Warrenton | 46.1685 | -123.9302 | United States | US | USA | Oregon |  | 5739 | 1840021183
Warrenville, Illinois, United States | Warrenville | Warrenville | 41.821 | -88.1857 | United States | US | USA | Illinois |  | 13174 | 1840010164
Warri, Delta, Nigeria | Warri | Warri | 5.5167 | 5.75 | Nigeria | NG | NGA | Delta | minor | 830106 | 1566325734
Warrington, Warrington, United Kingdom | Warrington | Warrington | 53.3917 | -2.5972 | United Kingdom | GB | GBR | Warrington |  | 165456 | 1826261547
Warrington, Pennsylvania, United States | Warrington | Warrington | 40.2489 | -75.158 | United States | US | USA | Pennsylvania |  | 24088 | 1840035400
Warrington, Florida, United States | Warrington | Warrington | 30.3821 | -87.2944 | United States | US | USA | Florida |  | 14487 | 1840013914
Warrnambool, Victoria, Australia | Warrnambool | Warrnambool | -38.3833 | 142.4833 | Australia | AU | AUS | Victoria |  | 35214 | 1036291219
Warsash, Hampshire, United Kingdom | Warsash | Warsash | 50.8532 | -1.301 | United Kingdom | GB | GBR | Hampshire |  | 7183 | 1826561282
Warsaw, Mazowieckie, Poland | Warsaw | Warsaw | 52.2167 | 21.0333 | Poland | PL | POL | Mazowieckie | primary | 1790658 | 1616024847
Warsaw, Indiana, United States | Warsaw | Warsaw | 41.2448 | -85.8464 | United States | US | USA | Indiana |  | 33708 | 1840010277
Warsop, Nottinghamshire, United Kingdom | Warsop | Warsop | 53.2 | -1.15 | United Kingdom | GB | GBR | Nottinghamshire |  | 11999 | 1826909482
Warstein, North Rhine-Westphalia, Germany | Warstein | Warstein | 51.45 | 8.3667 | Germany | DE | DEU | North Rhine-Westphalia |  | 24842 | 1276854914
Warwick, Rhode Island, United States | Warwick | Warwick | 41.7062 | -71.4334 | United States | US | USA | Rhode Island |  | 81004 | 1840003344
Warwick, Warwickshire, United Kingdom | Warwick | Warwick | 52.28 | -1.59 | United Kingdom | GB | GBR | Warwickshire |  | 31345 | 1826383937
Warwick, New York, United States | Warwick | Warwick | 41.2598 | -74.3615 | United States | US | USA | New York |  | 31174 | 1840004881
Warwick, Queensland, Australia | Warwick | Warwick | -28.2152 | 152.0352 | Australia | AU | AUS | Queensland |  | 15380 | 1036412726
Warwick Township, Pennsylvania, United States | Warwick Township | Warwick Township | 40.1558 | -76.2799 | United States | US | USA | Pennsylvania |  | 18731 | 1840142491
Warwick Township, Pennsylvania, United States | Warwick Township | Warwick Township | 40.2502 | -75.0818 | United States | US | USA | Pennsylvania |  | 14583 | 1840150057
Warzat, Drâa-Tafilalet, Morocco | Warzat | Warzat | 30.9167 | -6.9167 | Morocco | MA | MAR | Drâa-Tafilalet |  | 71067 | 1504381507
Wasaga Beach, Ontario, Canada | Wasaga Beach | Wasaga Beach | 44.5206 | -80.0167 | Canada | CA | CAN | Ontario |  | 20675 | 1124001919
Wasco, California, United States | Wasco | Wasco | 35.5938 | -119.3671 | United States | US | USA | California |  | 28647 | 1840021738
Waseca, Minnesota, United States | Waseca | Waseca | 44.0826 | -93.5025 | United States | US | USA | Minnesota |  | 8984 | 1840010030
Washington, District of Columbia, United States | Washington | Washington | 38.9047 | -77.0163 | United States | US | USA | District of Columbia | primary | 5379184 | 1840006060
Washington, Sunderland, United Kingdom | Washington | Washington | 54.9 | -1.52 | United Kingdom | GB | GBR | Sunderland |  | 67085 | 1826149081
Washington, Utah, United States | Washington | Washington | 37.1304 | -113.4877 | United States | US | USA | Utah |  | 29174 | 1840021561
Washington, Illinois, United States | Washington | Washington | 40.7049 | -89.4346 | United States | US | USA | Illinois |  | 16516 | 1840010377
Washington, North Carolina, United States | Washington | Washington | 35.5587 | -77.0545 | United States | US | USA | North Carolina |  | 16014 | 1840015401
Washington, New Jersey, United States | Washington | Washington | 40.7587 | -74.9825 | United States | US | USA | New Jersey |  | 15357 | 1840000945
Washington, Missouri, United States | Washington | Washington | 38.5514 | -91.0151 | United States | US | USA | Missouri |  | 14417 | 1840010770
Washington, Indiana, United States | Washington | Washington | 38.6587 | -87.1591 | United States | US | USA | Indiana |  | 13565 | 1840010735
Washington, Pennsylvania, United States | Washington | Washington | 40.174 | -80.2466 | United States | US | USA | Pennsylvania |  | 13433 | 1840003668
Washington, Iowa, United States | Washington | Washington | 41.2982 | -91.6928 | United States | US | USA | Iowa |  | 6594 | 1840010255
Washington Court House, Ohio, United States | Washington Court House | Washington Court House | 39.5383 | -83.4279 | United States | US | USA | Ohio |  | 15059 | 1840003801
Washington Terrace, Utah, United States | Washington Terrace | Washington Terrace | 41.1683 | -111.9783 | United States | US | USA | Utah |  | 9248 | 1840021343
Washington Township, New Jersey, United States | Washington Township | Washington Township | 39.747 | -75.0724 | United States | US | USA | New Jersey |  | 47809 | 1840144649
Washington Township, New Jersey, United States | Washington Township | Washington Township | 40.7877 | -74.7918 | United States | US | USA | New Jersey |  | 18521 | 1840144404
Washington Township, Pennsylvania, United States | Washington Township | Washington Township | 39.7494 | -77.558 | United States | US | USA | Pennsylvania |  | 14541 | 1840146370
Washington Township, New Jersey, United States | Washington Township | Washington Township | 40.9884 | -74.0637 | United States | US | USA | New Jersey |  | 9243 | 1840151551
Washington Township, Pennsylvania, United States | Washington Township | Washington Township | 40.5093 | -79.6011 | United States | US | USA | Pennsylvania |  | 7195 | 1840145884
Washington Township, Pennsylvania, United States | Washington Township | Washington Township | 40.7389 | -75.6392 | United States | US | USA | Pennsylvania |  | 6725 | 1840146592
Washington Township, Pennsylvania, United States | Washington Township | Washington Township | 40.8467 | -75.1972 | United States | US | USA | Pennsylvania |  | 5188 | 1840150356
Washingtonville, New York, United States | Washingtonville | Washingtonville | 41.4296 | -74.1578 | United States | US | USA | New York |  | 5770 | 1840004882
Washougal, Washington, United States | Washougal | Washougal | 45.5822 | -122.3448 | United States | US | USA | Washington |  | 16107 | 1840021190
Wasilla, Alaska, United States | Wasilla | Wasilla | 61.577 | -149.466 | United States | US | USA | Alaska |  | 10838 | 1840023371
Wasquehal, Hauts-de-France, France | Wasquehal | Wasquehal | 50.6694 | 3.1308 | France | FR | FRA | Hauts-de-France |  | 20479 | 1250237697
Wassenberg, North Rhine-Westphalia, Germany | Wassenberg | Wassenberg | 51.1 | 6.15 | Germany | DE | DEU | North Rhine-Westphalia |  | 18292 | 1276956199
Wasserburg am Inn, Bavaria, Germany | Wasserburg am Inn | Wasserburg am Inn | 48.0608 | 12.2333 | Germany | DE | DEU | Bavaria |  | 12691 | 1276900487
Wassertrüdingen, Bavaria, Germany | Wassertrüdingen | Wassertrudingen | 49.0333 | 10.6 | Germany | DE | DEU | Bavaria |  | 6041 | 1276229085
Wasungen, Thuringia, Germany | Wasungen | Wasungen | 50.6667 | 10.3667 | Germany | DE | DEU | Thuringia |  | 5541 | 1276611989
Watampone, Sulawesi Selatan, Indonesia | Watampone | Watampone | -4.5328 | 120.3334 | Indonesia | ID | IDN | Sulawesi Selatan | minor | 81629 | 1360956480
Watauga, Texas, United States | Watauga | Watauga | 32.8718 | -97.2515 | United States | US | USA | Texas |  | 24481 | 1840022049
Watchung, New Jersey, United States | Watchung | Watchung | 40.6432 | -74.4391 | United States | US | USA | New Jersey |  | 6006 | 1840001061
Waterbeach, Cambridgeshire, United Kingdom | Waterbeach | Waterbeach | 52.2664 | 0.1908 | United Kingdom | GB | GBR | Cambridgeshire |  | 5166 | 1826313241
Waterboro, Maine, United States | Waterboro | Waterboro | 43.5972 | -70.7302 | United States | US | USA | Maine |  | 7803 | 1840053049
Waterbury, Connecticut, United States | Waterbury | Waterbury | 41.5583 | -73.0361 | United States | US | USA | Connecticut |  | 189614 | 1840004851
Waterbury, Vermont, United States | Waterbury | Waterbury | 44.3851 | -72.746 | United States | US | USA | Vermont |  | 5141 | 1840004103
Waterford, Waterford, Ireland | Waterford | Waterford | 52.2583 | -7.119 | Ireland | IE | IRL | Waterford | admin | 48369 | 1372267114
Waterford, Connecticut, United States | Waterford | Waterford | 41.3692 | -72.1483 | United States | US | USA | Connecticut |  | 19052 | 1840035649
Waterford, New Jersey, United States | Waterford | Waterford | 39.7415 | -74.8207 | United States | US | USA | New Jersey |  | 10705 | 1840081681
Waterford, California, United States | Waterford | Waterford | 37.6429 | -120.7553 | United States | US | USA | California |  | 9648 | 1840021534
Waterford, New York, United States | Waterford | Waterford | 42.8044 | -73.6917 | United States | US | USA | New York |  | 8474 | 1840004253
Waterford, Queensland, Australia | Waterford | Waterford | -27.6833 | 153.133 | Australia | AU | AUS | Queensland |  | 6431 | 1036727537
Waterford, Wisconsin, United States | Waterford | Waterford | 42.7646 | -88.216 | United States | US | USA | Wisconsin |  | 5562 | 1840002488
Waterloo, Iowa, United States | Waterloo | Waterloo | 42.492 | -92.3522 | United States | US | USA | Iowa |  | 111631 | 1840000440
Waterloo, Ontario, Canada | Waterloo | Waterloo | 43.4667 | -80.5167 | Canada | CA | CAN | Ontario |  | 104986 | 1124321390
Waterloo, Illinois, United States | Waterloo | Waterloo | 38.3403 | -90.1538 | United States | US | USA | Illinois |  | 10354 | 1840010803
Waterloo, New York, United States | Waterloo | Waterloo | 42.9156 | -76.9123 | United States | US | USA | New York |  | 7443 | 1840004421
Waterlooville, Hampshire, United Kingdom | Waterlooville | Waterlooville | 50.88 | -1.03 | United Kingdom | GB | GBR | Hampshire |  | 64350 | 1826290265
Watertown, New York, United States | Watertown | Watertown | 43.9734 | -75.9094 | United States | US | USA | New York |  | 53163 | 1840002200
Watertown, Wisconsin, United States | Watertown | Watertown | 43.1893 | -88.7285 | United States | US | USA | Wisconsin |  | 22973 | 1840003000
Watertown, Connecticut, United States | Watertown | Watertown | 41.616 | -73.1177 | United States | US | USA | Connecticut |  | 21832 | 1840035651
Watertown, South Dakota, United States | Watertown | Watertown | 44.9094 | -97.1531 | United States | US | USA | South Dakota |  | 21790 | 1840002156
Watertown Town, Massachusetts, United States | Watertown Town | Watertown Town | 42.37 | -71.1774 | United States | US | USA | Massachusetts |  | 35939 | 1840031198
Waterville, Maine, United States | Waterville | Waterville | 44.5441 | -69.6624 | United States | US | USA | Maine |  | 27054 | 1840000305
Waterville, Ohio, United States | Waterville | Waterville | 41.5015 | -83.7365 | United States | US | USA | Ohio |  | 5539 | 1840011479
Watervliet, New York, United States | Watervliet | Watervliet | 42.7243 | -73.7068 | United States | US | USA | New York |  | 9900 | 1840002495
Watford, Hertfordshire, United Kingdom | Watford | Watford | 51.655 | -0.3957 | United Kingdom | GB | GBR | Hertfordshire |  | 96800 | 1826570072
Watford City, North Dakota, United States | Watford City | Watford City | 47.8028 | -103.2678 | United States | US | USA | North Dakota |  | 7835 | 1840001892
Wath upon Dearne, Rotherham, United Kingdom | Wath upon Dearne | Wath upon Dearne | 53.5022 | -1.3402 | United Kingdom | GB | GBR | Rotherham |  | 11816 | 1826701184
Watsa, Haut-Uélé, Congo (Kinshasa) | Watsa | Watsa | 3.04 | 29.53 | Congo (Kinshasa) | CD | COD | Haut-Uélé |  | 24516 | 1180367451
Watsonville, California, United States | Watsonville | Watsonville | 36.9206 | -121.7706 | United States | US | USA | California |  | 77352 | 1840021581
Watton, Norfolk, United Kingdom | Watton | Watton | 52.5713 | 0.8259 | United Kingdom | GB | GBR | Norfolk |  | 7202 | 1826637615
Wattrelos, Hauts-de-France, France | Wattrelos | Wattrelos | 50.7 | 3.217 | France | FR | FRA | Hauts-de-France |  | 40958 | 1250832962
Wau, Western Bahr el Ghazal, South Sudan | Wau | Wau | 7.7 | 27.9833 | South Sudan | SS | SSD | Western Bahr el Ghazal | admin | 163442 | 1728877501
Wauchope, New South Wales, Australia | Wauchope | Wauchope | -31.465 | 152.7344 | Australia | AU | AUS | New South Wales |  | 6312 | 1036327296
Wauchula, Florida, United States | Wauchula | Wauchula | 27.5469 | -81.8101 | United States | US | USA | Florida |  | 13992 | 1840015987
Wauconda, Illinois, United States | Wauconda | Wauconda | 42.2748 | -88.1359 | United States | US | USA | Illinois |  | 13504 | 1840011184
Waukee, Iowa, United States | Waukee | Waukee | 41.5984 | -93.8872 | United States | US | USA | Iowa |  | 24089 | 1840010181
Waukegan, Illinois, United States | Waukegan | Waukegan | 42.3697 | -87.8716 | United States | US | USA | Illinois |  | 86075 | 1840010113
Waukesha, Wisconsin, United States | Waukesha | Waukesha | 43.0087 | -88.2464 | United States | US | USA | Wisconsin |  | 72299 | 1840003008
Waunakee, Wisconsin, United States | Waunakee | Waunakee | 43.1829 | -89.4445 | United States | US | USA | Wisconsin |  | 14052 | 1840002904
Waupaca, Wisconsin, United States | Waupaca | Waupaca | 44.3506 | -89.0719 | United States | US | USA | Wisconsin |  | 7627 | 1840002353
Waupun, Wisconsin, United States | Waupun | Waupun | 43.6315 | -88.738 | United States | US | USA | Wisconsin |  | 11232 | 1840002600
Wausau, Wisconsin, United States | Wausau | Wausau | 44.962 | -89.6459 | United States | US | USA | Wisconsin |  | 73593 | 1840002163
Wauseon, Ohio, United States | Wauseon | Wauseon | 41.5532 | -84.141 | United States | US | USA | Ohio |  | 7269 | 1840010217
Wauwatosa, Wisconsin, United States | Wauwatosa | Wauwatosa | 43.0615 | -88.0347 | United States | US | USA | Wisconsin |  | 48118 | 1840003033
Waveland, Mississippi, United States | Waveland | Waveland | 30.293 | -89.3904 | United States | US | USA | Mississippi |  | 6302 | 1840015918
Waverly, Michigan, United States | Waverly | Waverly | 42.7401 | -84.6353 | United States | US | USA | Michigan |  | 24546 | 1840006924
Waverly, Iowa, United States | Waverly | Waverly | 42.725 | -92.4708 | United States | US | USA | Iowa |  | 8904 | 1840000404
Wawarsing, New York, United States | Wawarsing | Wawarsing | 41.7526 | -74.4172 | United States | US | USA | New York |  | 12900 | 1840058585
Wawayanda, New York, United States | Wawayanda | Wawayanda | 41.3843 | -74.4618 | United States | US | USA | New York |  | 7276 | 1840088019
Waxahachie, Texas, United States | Waxahachie | Waxahachie | 32.4032 | -96.8444 | United States | US | USA | Texas |  | 37988 | 1840022083
Waxhaw, North Carolina, United States | Waxhaw | Waxhaw | 34.9364 | -80.7438 | United States | US | USA | North Carolina |  | 17147 | 1840016458
Waycross, Georgia, United States | Waycross | Waycross | 31.2108 | -82.3579 | United States | US | USA | Georgia |  | 23671 | 1840015871
Wayland, Massachusetts, United States | Wayland | Wayland | 42.3585 | -71.3594 | United States | US | USA | Massachusetts |  | 13720 | 1840053492
Wayne, New Jersey, United States | Wayne | Wayne | 40.9481 | -74.2453 | United States | US | USA | New Jersey |  | 54190 | 1840081808
Wayne, Michigan, United States | Wayne | Wayne | 42.2774 | -83.3877 | United States | US | USA | Michigan |  | 16814 | 1840001846
Wayne, Nebraska, United States | Wayne | Wayne | 42.2379 | -97.01 | United States | US | USA | Nebraska |  | 5557 | 1840010121
Wayne Township, Pennsylvania, United States | Wayne Township | Wayne Township | 40.583 | -76.2294 | United States | US | USA | Pennsylvania |  | 5058 | 1840147638
Waynesboro, Pennsylvania, United States | Waynesboro | Waynesboro | 39.7525 | -77.5822 | United States | US | USA | Pennsylvania |  | 26694 | 1840001415
Waynesboro, Virginia, United States | Waynesboro | Waynesboro | 38.0674 | -78.9014 | United States | US | USA | Virginia |  | 22630 | 1840003848
Waynesboro, Georgia, United States | Waynesboro | Waynesboro | 33.0909 | -82.0146 | United States | US | USA | Georgia |  | 5422 | 1840015742
Waynesburg, Pennsylvania, United States | Waynesburg | Waynesburg | 39.8983 | -80.1855 | United States | US | USA | Pennsylvania |  | 8227 | 1840000722
Waynesville, North Carolina, United States | Waynesville | Waynesville | 35.4854 | -82.9995 | United States | US | USA | North Carolina |  | 10141 | 1840016297
Waynesville, Missouri, United States | Waynesville | Waynesville | 37.8207 | -92.22 | United States | US | USA | Missouri |  | 5295 | 1840010846
Wé, Province Îles, New Caledonia | Wé | We | -20.9 | 167.2667 | New Caledonia | NC | NCL | Province Îles | admin |  | 1540672599
Wealdstone, Brent, United Kingdom | Wealdstone | Wealdstone | 51.5957 | -0.3352 | United Kingdom | GB | GBR | Brent |  | 11394 | 1826291904
Weare, New Hampshire, United States | Weare | Weare | 43.0813 | -71.7219 | United States | US | USA | New Hampshire |  | 9011 | 1840055744
Weatherford, Texas, United States | Weatherford | Weatherford | 32.7536 | -97.7723 | United States | US | USA | Texas |  | 46268 | 1840022041
Weatherford, Oklahoma, United States | Weatherford | Weatherford | 35.5384 | -98.6872 | United States | US | USA | Oklahoma |  | 11883 | 1840021725
Weaverham, Cheshire West and Chester, United Kingdom | Weaverham | Weaverham | 53.262 | -2.577 | United Kingdom | GB | GBR | Cheshire West and Chester |  | 6391 | 1826056264
Webb City, Missouri, United States | Webb City | Webb City | 37.1413 | -94.4676 | United States | US | USA | Missouri |  | 12134 | 1840010878
Webster, New York, United States | Webster | Webster | 43.2294 | -77.4454 | United States | US | USA | New York |  | 44247 | 1840004286
Webster, Massachusetts, United States | Webster | Webster | 42.0521 | -71.8485 | United States | US | USA | Massachusetts |  | 16971 | 1840053610
Webster, Texas, United States | Webster | Webster | 29.5317 | -95.1188 | United States | US | USA | Texas |  | 11451 | 1840022204
Webster City, Iowa, United States | Webster City | Webster City | 42.4623 | -93.8167 | United States | US | USA | Iowa |  | 7377 | 1840000449
Webster Groves, Missouri, United States | Webster Groves | Webster Groves | 38.5866 | -90.3544 | United States | US | USA | Missouri |  | 22819 | 1840010744
Weddington, North Carolina, United States | Weddington | Weddington | 35.0228 | -80.7383 | United States | US | USA | North Carolina |  | 11182 | 1840016459
Wedel, Schleswig-Holstein, Germany | Wedel | Wedel | 53.5833 | 9.7 | Germany | DE | DEU | Schleswig-Holstein |  | 33547 | 1276016066
Wedgefield, Florida, United States | Wedgefield | Wedgefield | 28.4847 | -81.0808 | United States | US | USA | Florida |  | 7701 | 1840014091
Wednesfield, Wolverhampton, United Kingdom | Wednesfield | Wednesfield | 52.5998 | -2.0817 | United Kingdom | GB | GBR | Wolverhampton |  | 22646 | 1826477782
Weehawken, New Jersey, United States | Weehawken | Weehawken | 40.7676 | -74.0167 | United States | US | USA | New Jersey |  | 14327 | 1840081754
Weener, Lower Saxony, Germany | Weener | Weener | 53.1692 | 7.3564 | Germany | DE | DEU | Lower Saxony |  | 15842 | 1276425095
Wegberg, North Rhine-Westphalia, Germany | Wegberg | Wegberg | 51.1333 | 6.2667 | Germany | DE | DEU | North Rhine-Westphalia |  | 28175 | 1276843809
Węgorzewo, Warmińsko-Mazurskie, Poland | Węgorzewo | Wegorzewo | 54.2167 | 21.75 | Poland | PL | POL | Warmińsko-Mazurskie | minor | 12186 | 1616206015
Wehr, Baden-Württemberg, Germany | Wehr | Wehr | 47.6331 | 7.9042 | Germany | DE | DEU | Baden-Württemberg |  | 13098 | 1276432205
Weichanglu, Shandong, China | Weichanglu | Weichanglu | 37.1792 | 119.9333 | China | CN | CHN | Shandong | minor | 859424 | 1156194600
Weida, Thuringia, Germany | Weida | Weida | 50.7667 | 12.0667 | Germany | DE | DEU | Thuringia |  | 8472 | 1276200949
Weidenberg, Bavaria, Germany | Weidenberg | Weidenberg | 49.9422 | 11.7203 | Germany | DE | DEU | Bavaria |  | 5772 | 1276385117
Weifang, Shandong, China | Weifang | Weifang | 36.7167 | 119.1 | China | CN | CHN | Shandong |  | 9373000 | 1156912965
Weigelstown, Pennsylvania, United States | Weigelstown | Weigelstown | 39.9843 | -76.8315 | United States | US | USA | Pennsylvania |  | 12879 | 1840005509
Weihai, Shandong, China | Weihai | Weihai | 37.5 | 122.1 | China | CN | CHN | Shandong | minor | 2596753 | 1156473300
Weikersheim, Baden-Württemberg, Germany | Weikersheim | Weikersheim | 49.4817 | 9.8992 | Germany | DE | DEU | Baden-Württemberg |  | 7333 | 1276859303
Weil am Rhein, Baden-Württemberg, Germany | Weil am Rhein | Weil am Rhein | 47.5947 | 7.6108 | Germany | DE | DEU | Baden-Württemberg |  | 30175 | 1276439955
Weil der Stadt, Baden-Württemberg, Germany | Weil der Stadt | Weil der Stadt | 48.7508 | 8.8706 | Germany | DE | DEU | Baden-Württemberg |  | 19205 | 1276534554
Weilburg, Hesse, Germany | Weilburg | Weilburg | 50.4833 | 8.25 | Germany | DE | DEU | Hesse |  | 12990 | 1276833970
Weilheim, Bavaria, Germany | Weilheim | Weilheim | 47.8333 | 11.1333 | Germany | DE | DEU | Bavaria | minor | 22477 | 1276001381
Weilheim an der Teck, Baden-Württemberg, Germany | Weilheim an der Teck | Weilheim an der Teck | 48.615 | 9.5386 | Germany | DE | DEU | Baden-Württemberg |  | 10275 | 1276869346
Weimar, Thuringia, Germany | Weimar | Weimar | 50.9833 | 11.3167 | Germany | DE | DEU | Thuringia | minor | 65090 | 1276053525
Weinan, Shaanxi, China | Weinan | Weinan | 34.4996 | 109.4684 | China | CN | CHN | Shaanxi | minor | 5300000 | 1156903687
Weinfelden, Thurgau, Switzerland | Weinfelden | Weinfelden | 47.5698 | 9.112 | Switzerland | CH | CHE | Thurgau | minor | 11534 | 1756205526
Weingarten, Baden-Württemberg, Germany | Weingarten | Weingarten | 47.8078 | 9.6417 | Germany | DE | DEU | Baden-Württemberg |  | 24943 | 1276346018
Weinheim, Baden-Württemberg, Germany | Weinheim | Weinheim | 49.5561 | 8.6697 | Germany | DE | DEU | Baden-Württemberg |  | 45284 | 1276001742
Weinsberg, Baden-Württemberg, Germany | Weinsberg | Weinsberg | 49.1519 | 9.2858 | Germany | DE | DEU | Baden-Württemberg |  | 12336 | 1276634003
Weipa, Queensland, Australia | Weipa | Weipa | -12.6167 | 141.8667 | Australia | AU | AUS | Queensland |  | 3899 | 1036501067
Weirton, West Virginia, United States | Weirton | Weirton | 40.406 | -80.5671 | United States | US | USA | West Virginia |  | 65578 | 1840005405
Weisenberg, Pennsylvania, United States | Weisenberg | Weisenberg | 40.6051 | -75.7099 | United States | US | USA | Pennsylvania |  | 5140 | 1840147554
Weiser, Idaho, United States | Weiser | Weiser | 44.2547 | -116.9689 | United States | US | USA | Idaho |  | 5524 | 1840021250
Weißenburg, Bavaria, Germany | Weißenburg | Weissenburg | 49.0306 | 10.9719 | Germany | DE | DEU | Bavaria | minor | 18464 | 1276099657
Weißenfels, Saxony-Anhalt, Germany | Weißenfels | Weissenfels | 51.2 | 11.9667 | Germany | DE | DEU | Saxony-Anhalt |  | 40409 | 1276292106
Weißenhorn, Bavaria, Germany | Weißenhorn | Weissenhorn | 48.3044 | 10.1593 | Germany | DE | DEU | Bavaria |  | 13442 | 1276798632
Weißenthurm, Rhineland-Palatinate, Germany | Weißenthurm | Weissenthurm | 50.4144 | 7.4606 | Germany | DE | DEU | Rhineland-Palatinate |  | 9115 | 1276833572
Weißwasser, Saxony, Germany | Weißwasser | Weisswasser | 51.5 | 14.6331 | Germany | DE | DEU | Saxony |  | 16130 | 1276986089
Weiterstadt, Hesse, Germany | Weiterstadt | Weiterstadt | 49.9 | 8.6 | Germany | DE | DEU | Hesse |  | 25975 | 1276959186
Weiz, Steiermark, Austria | Weiz | Weiz | 47.2189 | 15.6253 | Austria | AT | AUT | Steiermark | minor | 11431 | 1040504116
Wekiwa Springs, Florida, United States | Wekiwa Springs | Wekiwa Springs | 28.6984 | -81.4251 | United States | US | USA | Florida |  | 23329 | 1840029016
Welby, Colorado, United States | Welby | Welby | 39.8403 | -104.9655 | United States | US | USA | Colorado |  | 16352 | 1840028449
Welcome, South Carolina, United States | Welcome | Welcome | 34.8204 | -82.46 | United States | US | USA | South Carolina |  | 7394 | 1840013499
Weldon Spring, Missouri, United States | Weldon Spring | Weldon Spring | 38.7118 | -90.6513 | United States | US | USA | Missouri |  | 5533 | 1840010716
Welench’ītī, Oromīya, Ethiopia | Welench’ītī | Welench'iti | 8.6667 | 39.4333 | Ethiopia | ET | ETH | Oromīya |  | 20984 | 1231349696
Welkom, Free State, South Africa | Welkom | Welkom | -27.9831 | 26.7208 | South Africa | ZA | ZAF | Free State |  | 431944 | 1710480365
Welland, Ontario, Canada | Welland | Welland | 42.9833 | -79.2333 | Canada | CA | CAN | Ontario |  | 52293 | 1124745616
Wellesbourne Hastings, Warwickshire, United Kingdom | Wellesbourne Hastings | Wellesbourne Hastings | 52.1943 | -1.5947 | United Kingdom | GB | GBR | Warwickshire |  | 5849 | 1826755530
Wellesley, Massachusetts, United States | Wellesley | Wellesley | 42.3043 | -71.2855 | United States | US | USA | Massachusetts |  | 29201 | 1840053560
Wellesley, Ontario, Canada | Wellesley | Wellesley | 43.55 | -80.7167 | Canada | CA | CAN | Ontario |  | 11260 | 1124590159
Welling, Bexley, United Kingdom | Welling | Welling | 51.4594 | 0.1097 | United Kingdom | GB | GBR | Bexley |  | 41000 | 1826992580
Wellingborough, Northamptonshire, United Kingdom | Wellingborough | Wellingborough | 52.2939 | -0.6964 | United Kingdom | GB | GBR | Northamptonshire |  | 49128 | 1826752476
Wellington, Wellington, New Zealand | Wellington | Wellington | -41.2889 | 174.7772 | New Zealand | NZ | NZL | Wellington | primary | 418500 | 1554772152
Wellington, Telford and Wrekin, United Kingdom | Wellington | Wellington | 52.7001 | -2.5157 | United Kingdom | GB | GBR | Telford and Wrekin |  | 25554 | 1826979862
Wellington, Somerset, United Kingdom | Wellington | Wellington | 50.9755 | -3.2243 | United Kingdom | GB | GBR | Somerset |  | 14549 | 1826413119
Wellington, Florida, United States | Wellington | Wellington | 26.6461 | -80.2699 | United States | US | USA | Florida |  | 65398 | 1840018311
Wellington, Colorado, United States | Wellington | Wellington | 40.7 | -105.0054 | United States | US | USA | Colorado |  | 10329 | 1840022411
Wellington, Kansas, United States | Wellington | Wellington | 37.2622 | -97.4282 | United States | US | USA | Kansas |  | 7297 | 1840001703
Wellington North, Ontario, Canada | Wellington North | Wellington North | 43.9 | -80.57 | Canada | CA | CAN | Ontario |  | 11914 | 1124001997
Wells, Somerset, United Kingdom | Wells | Wells | 51.209 | -2.647 | United Kingdom | GB | GBR | Somerset |  | 12000 | 1826235732
Wells, Maine, United States | Wells | Wells | 43.3268 | -70.6335 | United States | US | USA | Maine |  | 10235 | 1840053052
Wells Branch, Texas, United States | Wells Branch | Wells Branch | 30.4432 | -97.6792 | United States | US | USA | Texas |  | 12227 | 1840019588
Wellston, Ohio, United States | Wellston | Wellston | 39.1172 | -82.5375 | United States | US | USA | Ohio |  | 5507 | 1840001622
Wellsville, New York, United States | Wellsville | Wellsville | 42.1206 | -77.9219 | United States | US | USA | New York |  | 7070 | 1840004607
Wels, Oberösterreich, Austria | Wels | Wels | 48.15 | 14.0167 | Austria | AT | AUT | Oberösterreich | minor | 61233 | 1040833210
Welshpool, Powys, United Kingdom | Welshpool | Welshpool | 52.6597 | -3.1473 | United Kingdom | GB | GBR | Powys |  | 5948 | 1826815718
Welwyn, Hertfordshire, United Kingdom | Welwyn | Welwyn | 51.831 | -0.215 | United Kingdom | GB | GBR | Hertfordshire |  | 8425 | 1826187003
Welwyn Garden City, Hertfordshire, United Kingdom | Welwyn Garden City | Welwyn Garden City | 51.8062 | -0.1932 | United Kingdom | GB | GBR | Hertfordshire |  | 46619 | 1826345498
Welzheim, Baden-Württemberg, Germany | Welzheim | Welzheim | 48.8747 | 9.6344 | Germany | DE | DEU | Baden-Württemberg |  | 11176 | 1276045821
Wem, Shropshire, United Kingdom | Wem | Wem | 52.8536 | -2.7267 | United Kingdom | GB | GBR | Shropshire |  | 6100 | 1826790460
Wembley, Brent, United Kingdom | Wembley | Wembley | 51.5528 | -0.2979 | United Kingdom | GB | GBR | Brent |  | 102856 | 1826635683
Wemding, Bavaria, Germany | Wemding | Wemding | 48.8667 | 10.7167 | Germany | DE | DEU | Bavaria |  | 5802 | 1276341705
Wenatchee, Washington, United States | Wenatchee | Wenatchee | 47.4356 | -120.3283 | United States | US | USA | Washington |  | 72350 | 1840021074
Wenchang, Anhui, China | Wenchang | Wenchang | 31.054 | 116.9507 | China | CN | CHN | Anhui | minor | 664455 | 1156574542
Wencheng, Hainan, China | Wencheng | Wencheng | 19.6167 | 110.75 | China | CN | CHN | Hainan | minor | 537426 | 1156985313
Wendell, North Carolina, United States | Wendell | Wendell | 35.7823 | -78.3962 | United States | US | USA | North Carolina |  | 19382 | 1840016200
Wendlingen am Neckar, Baden-Württemberg, Germany | Wendlingen am Neckar | Wendlingen am Neckar | 48.6747 | 9.3817 | Germany | DE | DEU | Baden-Württemberg |  | 16268 | 1276408904
Wendover, Buckinghamshire, United Kingdom | Wendover | Wendover | 51.768 | -0.7463 | United Kingdom | GB | GBR | Buckinghamshire |  | 7399 | 1826061990
Wenham, Massachusetts, United States | Wenham | Wenham | 42.6008 | -70.8826 | United States | US | USA | Massachusetts |  | 5208 | 1840053671
Wenlan, Yunnan, China | Wenlan | Wenlan | 23.3689 | 103.3881 | China | CN | CHN | Yunnan | minor | 417156 | 1156385754
Wenling, Zhejiang, China | Wenling | Wenling | 28.3797 | 121.3718 | China | CN | CHN | Zhejiang |  | 1366794 | 1156052493
Weno, Chuuk, Micronesia, Federated States Of | Weno | Weno | 7.4458 | 151.85 | Micronesia, Federated States Of | FM | FSM | Chuuk | admin |  | 1583964118
Wentworth Falls, New South Wales, Australia | Wentworth Falls | Wentworth Falls | -33.7164 | 150.3772 | Australia | AU | AUS | New South Wales |  | 6076 | 1036272828
Wentworthville, New South Wales, Australia | Wentworthville | Wentworthville | -33.8233 | 150.9678 | Australia | AU | AUS | New South Wales |  | 6197 | 1036489931
Wentzville, Missouri, United States | Wentzville | Wentzville | 38.8152 | -90.8667 | United States | US | USA | Missouri |  | 41784 | 1840010717
Wenzhou, Zhejiang, China | Wenzhou | Wenzhou | 27.9991 | 120.6561 | China | CN | CHN | Zhejiang |  | 4310000 | 1156188829
Werdau, Saxony, Germany | Werdau | Werdau | 50.7333 | 12.3833 | Germany | DE | DEU | Saxony |  | 20793 | 1276717054
Werdohl, North Rhine-Westphalia, Germany | Werdohl | Werdohl | 51.2563 | 7.7562 | Germany | DE | DEU | North Rhine-Westphalia |  | 17737 | 1276252108
Werl, North Rhine-Westphalia, Germany | Werl | Werl | 51.5528 | 7.9139 | Germany | DE | DEU | North Rhine-Westphalia |  | 30772 | 1276291604
Werlte, Lower Saxony, Germany | Werlte | Werlte | 52.85 | 7.6833 | Germany | DE | DEU | Lower Saxony |  | 10260 | 1276655654
Wermelskirchen, North Rhine-Westphalia, Germany | Wermelskirchen | Wermelskirchen | 51.1392 | 7.2051 | Germany | DE | DEU | North Rhine-Westphalia |  | 34765 | 1276444512
Wernau, Baden-Württemberg, Germany | Wernau | Wernau | 48.6886 | 9.4222 | Germany | DE | DEU | Baden-Württemberg |  | 12324 | 1276040712
Werneuchen, Brandenburg, Germany | Werneuchen | Werneuchen | 52.6331 | 13.7331 | Germany | DE | DEU | Brandenburg |  | 8994 | 1276171183
Wernigerode, Saxony-Anhalt, Germany | Wernigerode | Wernigerode | 51.835 | 10.7853 | Germany | DE | DEU | Saxony-Anhalt |  | 32733 | 1276322228
Wertheim, Baden-Württemberg, Germany | Wertheim | Wertheim | 49.75 | 9.5167 | Germany | DE | DEU | Baden-Württemberg |  | 22780 | 1276150823
Werther, North Rhine-Westphalia, Germany | Werther | Werther | 52.0764 | 8.4136 | Germany | DE | DEU | North Rhine-Westphalia |  | 11274 | 1276520918
Wertingen, Bavaria, Germany | Wertingen | Wertingen | 48.5333 | 10.6667 | Germany | DE | DEU | Bavaria |  | 9294 | 1276445466
Wervicq-Sud, Hauts-de-France, France | Wervicq-Sud | Wervicq-Sud | 50.7722 | 3.0478 | France | FR | FRA | Hauts-de-France |  | 5413 | 1250773155
Wervik, Flanders, Belgium | Wervik | Wervik | 50.7797 | 3.04 | Belgium | BE | BEL | Flanders |  | 18643 | 1056938335
Wescosville, Pennsylvania, United States | Wescosville | Wescosville | 40.5617 | -75.5489 | United States | US | USA | Pennsylvania |  | 6213 | 1840035250
Wesel, North Rhine-Westphalia, Germany | Wesel | Wesel | 51.6586 | 6.6178 | Germany | DE | DEU | North Rhine-Westphalia | minor | 60357 | 1276261527
Weslaco, Texas, United States | Weslaco | Weslaco | 26.1648 | -97.9898 | United States | US | USA | Texas |  | 41629 | 1840022258
Wesley Chapel, Florida, United States | Wesley Chapel | Wesley Chapel | 28.2106 | -82.3238 | United States | US | USA | Florida |  | 55046 | 1840014118
Wesley Chapel, North Carolina, United States | Wesley Chapel | Wesley Chapel | 34.9985 | -80.6905 | United States | US | USA | North Carolina |  | 9295 | 1840017881
Wesley Hills, New York, United States | Wesley Hills | Wesley Hills | 41.1579 | -74.0768 | United States | US | USA | New York |  | 5919 | 1840004989
Wesseling, North Rhine-Westphalia, Germany | Wesseling | Wesseling | 50.8207 | 6.9786 | Germany | DE | DEU | North Rhine-Westphalia |  | 36146 | 1276392642
West Allis, Wisconsin, United States | West Allis | West Allis | 43.0068 | -88.0296 | United States | US | USA | Wisconsin |  | 59890 | 1840003034
West Athens, California, United States | West Athens | West Athens | 33.9235 | -118.3033 | United States | US | USA | California |  | 8574 | 1840028403
West Auckland, Durham, United Kingdom | West Auckland | West Auckland | 54.6318 | -1.721 | United Kingdom | GB | GBR | Durham |  | 8509 | 1826314267
West Babylon, New York, United States | West Babylon | West Babylon | 40.7112 | -73.3567 | United States | US | USA | New York |  | 42918 | 1840005109
West Bend, Wisconsin, United States | West Bend | West Bend | 43.4184 | -88.1824 | United States | US | USA | Wisconsin |  | 69504 | 1840002829
West Boldon, South Tyneside, United Kingdom | West Boldon | West Boldon | 54.9447 | -1.4409 | United Kingdom | GB | GBR | South Tyneside |  | 13271 | 1826523613
West Bountiful, Utah, United States | West Bountiful | West Bountiful | 40.8982 | -111.9082 | United States | US | USA | Utah |  | 5800 | 1840021353
West Boylston, Massachusetts, United States | West Boylston | West Boylston | 42.369 | -71.7846 | United States | US | USA | Massachusetts |  | 7941 | 1840053612
West Bradford, Pennsylvania, United States | West Bradford | West Bradford | 39.9633 | -75.716 | United States | US | USA | Pennsylvania |  | 12869 | 1840145641
West Brandywine, Pennsylvania, United States | West Brandywine | West Brandywine | 40.0413 | -75.8121 | United States | US | USA | Pennsylvania |  | 7482 | 1840145642
West Bridgewater, Massachusetts, United States | West Bridgewater | West Bridgewater | 42.0214 | -71.0267 | United States | US | USA | Massachusetts |  | 7165 | 1840053579
West Bridgford, Nottinghamshire, United Kingdom | West Bridgford | West Bridgford | 52.932 | -1.127 | United Kingdom | GB | GBR | Nottinghamshire |  | 47109 | 1826779157
West Bromwich, Sandwell, United Kingdom | West Bromwich | West Bromwich | 52.519 | -1.995 | United Kingdom | GB | GBR | Sandwell |  | 77997 | 1826231773
West Byfleet, Surrey, United Kingdom | West Byfleet | West Byfleet | 51.338 | -0.5033 | United Kingdom | GB | GBR | Surrey |  | 5626 | 1826373302
West Caldwell, New Jersey, United States | West Caldwell | West Caldwell | 40.8489 | -74.2971 | United States | US | USA | New Jersey |  | 10843 | 1840131595
West Caln, Pennsylvania, United States | West Caln | West Caln | 40.0237 | -75.8866 | United States | US | USA | Pennsylvania |  | 9080 | 1840145648
West Carrollton, Ohio, United States | West Carrollton | West Carrollton | 39.6701 | -84.2542 | United States | US | USA | Ohio |  | 12864 | 1840059955
West Carson, California, United States | West Carson | West Carson | 33.8229 | -118.2931 | United States | US | USA | California |  | 22537 | 1840028405
West Chester, Pennsylvania, United States | West Chester | West Chester | 39.9601 | -75.6058 | United States | US | USA | Pennsylvania |  | 20029 | 1840001436
West Chicago, Illinois, United States | West Chicago | West Chicago | 41.896 | -88.2253 | United States | US | USA | Illinois |  | 26816 | 1840010165
West Clarkston-Highland, Washington, United States | West Clarkston-Highland | West Clarkston-Highland | 46.4022 | -117.0628 | United States | US | USA | Washington |  | 6081 | 1840074702
West Cocalico, Pennsylvania, United States | West Cocalico | West Cocalico | 40.2658 | -76.163 | United States | US | USA | Pennsylvania |  | 7403 | 1840142497
West Columbia, South Carolina, United States | West Columbia | West Columbia | 33.9931 | -81.0932 | United States | US | USA | South Carolina |  | 17998 | 1840015605
West Concord, Massachusetts, United States | West Concord | West Concord | 42.4518 | -71.4035 | United States | US | USA | Massachusetts |  | 7402 | 1840003133
West Covina, California, United States | West Covina | West Covina | 34.0555 | -117.9112 | United States | US | USA | California |  | 105101 | 1840021876
West Deer, Pennsylvania, United States | West Deer | West Deer | 40.635 | -79.8693 | United States | US | USA | Pennsylvania |  | 11929 | 1840147889
West Deptford, New Jersey, United States | West Deptford | West Deptford | 39.8431 | -75.1851 | United States | US | USA | New Jersey |  | 21214 | 1840081678
West Derby, Liverpool, United Kingdom | West Derby | West Derby | 53.4338 | -2.907 | United Kingdom | GB | GBR | Liverpool |  | 14382 | 1826890297
West Des Moines, Iowa, United States | West Des Moines | West Des Moines | 41.5522 | -93.7805 | United States | US | USA | Iowa |  | 67899 | 1840010185
West Donegal, Pennsylvania, United States | West Donegal | West Donegal | 40.1297 | -76.6227 | United States | US | USA | Pennsylvania |  | 8732 | 1840142496
West Drayton, Hillingdon, United Kingdom | West Drayton | West Drayton | 51.5043 | -0.4646 | United Kingdom | GB | GBR | Hillingdon |  | 14370 | 1826574232
West Dundee, Illinois, United States | West Dundee | West Dundee | 42.0985 | -88.3073 | United States | US | USA | Illinois |  | 8113 | 1840011357
West Earl, Pennsylvania, United States | West Earl | West Earl | 40.126 | -76.1774 | United States | US | USA | Pennsylvania |  | 8272 | 1840152739
West Falls Church, Virginia, United States | West Falls Church | West Falls Church | 38.8648 | -77.1878 | United States | US | USA | Virginia |  | 29154 | 1840006117
West Fargo, North Dakota, United States | West Fargo | West Fargo | 46.8573 | -96.9057 | United States | US | USA | North Dakota |  | 37058 | 1840001935
West Frankfort, Illinois, United States | West Frankfort | West Frankfort | 37.8997 | -88.9301 | United States | US | USA | Illinois |  | 8561 | 1840010833
West Freehold, New Jersey, United States | West Freehold | West Freehold | 40.2324 | -74.2943 | United States | US | USA | New Jersey |  | 13759 | 1840005454
West Glens Falls, New York, United States | West Glens Falls | West Glens Falls | 43.3019 | -73.6874 | United States | US | USA | New York |  | 7005 | 1840004184
West Goshen, Pennsylvania, United States | West Goshen | West Goshen | 39.9756 | -75.5927 | United States | US | USA | Pennsylvania |  | 23021 | 1840133853
West Greenwich, Rhode Island, United States | West Greenwich | West Greenwich | 41.6291 | -71.6671 | United States | US | USA | Rhode Island |  | 6179 | 1840106222
West Grey, Ontario, Canada | West Grey | West Grey | 44.1833 | -80.8167 | Canada | CA | CAN | Ontario |  | 12518 | 1124000272
West Ham, Newham, United Kingdom | West Ham | West Ham | 51.5347 | 0.0077 | United Kingdom | GB | GBR | Newham |  | 15551 | 1826369701
West Hanover, Pennsylvania, United States | West Hanover | West Hanover | 40.3635 | -76.7467 | United States | US | USA | Pennsylvania |  | 10165 | 1840150556
West Hartford, Connecticut, United States | West Hartford | West Hartford | 41.7669 | -72.7536 | United States | US | USA | Connecticut |  | 63127 | 1840035652
West Hattiesburg, Mississippi, United States | West Hattiesburg | West Hattiesburg | 31.3114 | -89.374 | United States | US | USA | Mississippi |  | 5933 | 1840032564
West Haven, Connecticut, United States | West Haven | West Haven | 41.2739 | -72.9672 | United States | US | USA | Connecticut |  | 54620 | 1840004852
West Haven, Utah, United States | West Haven | West Haven | 41.2082 | -112.054 | United States | US | USA | Utah |  | 16109 | 1840021344
West Haven-Sylvan, Oregon, United States | West Haven-Sylvan | West Haven-Sylvan | 45.5164 | -122.7654 | United States | US | USA | Oregon |  | 8434 | 1840074715
West Haverstraw, New York, United States | West Haverstraw | West Haverstraw | 41.2063 | -73.9883 | United States | US | USA | New York |  | 10189 | 1840004990
West Hempfield, Pennsylvania, United States | West Hempfield | West Hempfield | 40.0564 | -76.4632 | United States | US | USA | Pennsylvania |  | 16454 | 1840152740
West Hempstead, New York, United States | West Hempstead | West Hempstead | 40.6959 | -73.6507 | United States | US | USA | New York |  | 20116 | 1840005282
West Hills, New York, United States | West Hills | West Hills | 40.8198 | -73.4339 | United States | US | USA | New York |  | 5338 | 1840034031
West Hollywood, California, United States | West Hollywood | West Hollywood | 34.0882 | -118.3718 | United States | US | USA | California |  | 36475 | 1840028098
West Islip, New York, United States | West Islip | West Islip | 40.7097 | -73.2971 | United States | US | USA | New York |  | 27149 | 1840005111
West Jordan, Utah, United States | West Jordan | West Jordan | 40.6024 | -112.0008 | United States | US | USA | Utah |  | 116480 | 1840021388
West Lafayette, Indiana, United States | West Lafayette | West Lafayette | 40.4432 | -86.9239 | United States | US | USA | Indiana |  | 50996 | 1840010430
West Lampeter, Pennsylvania, United States | West Lampeter | West Lampeter | 39.9947 | -76.256 | United States | US | USA | Pennsylvania |  | 15849 | 1840152738
West Lealman, Florida, United States | West Lealman | West Lealman | 27.8191 | -82.7385 | United States | US | USA | Florida |  | 15076 | 1840039134
West Lincoln, Ontario, Canada | West Lincoln | West Lincoln | 43.0667 | -79.5667 | Canada | CA | CAN | Ontario |  | 14500 | 1124001460
West Linn, Oregon, United States | West Linn | West Linn | 45.3669 | -122.6399 | United States | US | USA | Oregon |  | 26736 | 1840021218
West Little River, Florida, United States | West Little River | West Little River | 25.857 | -80.2367 | United States | US | USA | Florida |  | 33396 | 1840029096
West Livingston, Texas, United States | West Livingston | West Livingston | 30.6957 | -95.0097 | United States | US | USA | Texas |  | 8134 | 1840019561
West Loch Estate, Hawaii, United States | West Loch Estate | West Loch Estate | 21.3617 | -158.0246 | United States | US | USA | Hawaii |  | 5177 | 1840039268
West Long Branch, New Jersey, United States | West Long Branch | West Long Branch | 40.2883 | -74.0185 | United States | US | USA | New Jersey |  | 7881 | 1840001370
West Manchester, Pennsylvania, United States | West Manchester | West Manchester | 39.9456 | -76.7952 | United States | US | USA | Pennsylvania |  | 18819 | 1840144165
West Manheim, Pennsylvania, United States | West Manheim | West Manheim | 39.7458 | -76.943 | United States | US | USA | Pennsylvania |  | 8338 | 1840146058
West Mead, Pennsylvania, United States | West Mead | West Mead | 41.6266 | -80.1247 | United States | US | USA | Pennsylvania |  | 5097 | 1840142386
West Melbourne, Florida, United States | West Melbourne | West Melbourne | 28.0693 | -80.6734 | United States | US | USA | Florida |  | 24259 | 1840015963
West Memphis, Arkansas, United States | West Memphis | West Memphis | 35.1531 | -90.1995 | United States | US | USA | Arkansas |  | 24402 | 1840015448
West Mersea, Essex, United Kingdom | West Mersea | West Mersea | 51.7784 | 0.9168 | United Kingdom | GB | GBR | Essex |  | 7183 | 1826632085
West Miami, Florida, United States | West Miami | West Miami | 25.7578 | -80.2969 | United States | US | USA | Florida |  | 8767 | 1840016009
West Mifflin, Pennsylvania, United States | West Mifflin | West Mifflin | 40.3581 | -79.9072 | United States | US | USA | Pennsylvania |  | 19699 | 1840001273
West Milford, New Jersey, United States | West Milford | West Milford | 41.1062 | -74.3913 | United States | US | USA | New Jersey |  | 26409 | 1840081809
West Modesto, California, United States | West Modesto | West Modesto | 37.618 | -121.0343 | United States | US | USA | California |  | 5911 | 1840074716
West Monroe, Louisiana, United States | West Monroe | West Monroe | 32.512 | -92.1513 | United States | US | USA | Louisiana |  | 12227 | 1840015795
West New York, New Jersey, United States | West New York | West New York | 40.7856 | -74.0093 | United States | US | USA | New Jersey |  | 52723 | 1840001035
West Nipissing / Nipissing Ouest, Ontario, Canada | West Nipissing / Nipissing Ouest | West Nipissing / Nipissing Ouest | 46.3667 | -79.9167 | Canada | CA | CAN | Ontario |  | 14364 | 1124000026
West Norriton, Pennsylvania, United States | West Norriton | West Norriton | 40.1308 | -75.3795 | United States | US | USA | Pennsylvania |  | 15703 | 1840133862
West Odessa, Texas, United States | West Odessa | West Odessa | 31.8388 | -102.4996 | United States | US | USA | Texas |  | 26278 | 1840037100
West Orange, New Jersey, United States | West Orange | West Orange | 40.7893 | -74.2627 | United States | US | USA | New Jersey |  | 47210 | 1840131596
West Palm Beach, Florida, United States | West Palm Beach | West Palm Beach | 26.7468 | -80.1316 | United States | US | USA | Florida |  | 111955 | 1840015993
West Park, Florida, United States | West Park | West Park | 25.984 | -80.1923 | United States | US | USA | Florida |  | 15089 | 1840016002
West Pennsboro, Pennsylvania, United States | West Pennsboro | West Pennsboro | 40.1798 | -77.3335 | United States | US | USA | Pennsylvania |  | 5603 | 1840152630
West Pensacola, Florida, United States | West Pensacola | West Pensacola | 30.4263 | -87.2679 | United States | US | USA | Florida |  | 21243 | 1840013915
West Perrine, Florida, United States | West Perrine | West Perrine | 25.6061 | -80.3639 | United States | US | USA | Florida |  | 10491 | 1840029018
West Perth, Ontario, Canada | West Perth | West Perth | 43.47 | -81.2 | Canada | CA | CAN | Ontario |  | 8865 | 1124001056
West Plains, Missouri, United States | West Plains | West Plains | 36.7378 | -91.868 | United States | US | USA | Missouri |  | 11540 | 1840010887
West Point, Utah, United States | West Point | West Point | 41.122 | -112.0994 | United States | US | USA | Utah |  | 10957 | 1840021354
West Point, Mississippi, United States | West Point | West Point | 33.6064 | -88.6571 | United States | US | USA | Mississippi |  | 8440 | 1840015681
West Point, New York, United States | West Point | West Point | 41.3642 | -74.0118 | United States | US | USA | New York |  | 6670 | 1840004866
West Puente Valley, California, United States | West Puente Valley | West Puente Valley | 34.0512 | -117.9681 | United States | US | USA | California |  | 23629 | 1840028409
West Rancho Dominguez, California, United States | West Rancho Dominguez | West Rancho Dominguez | 33.9057 | -118.2682 | United States | US | USA | California |  | 22932 | 1840028406
West Richland, Washington, United States | West Richland | West Richland | 46.3115 | -119.3998 | United States | US | USA | Washington |  | 15075 | 1840021168
West Rockhill, Pennsylvania, United States | West Rockhill | West Rockhill | 40.3686 | -75.3489 | United States | US | USA | Pennsylvania |  | 5263 | 1840150056
West Sacramento, California, United States | West Sacramento | West Sacramento | 38.5557 | -121.5504 | United States | US | USA | California |  | 53519 | 1840021483
West Salem, Wisconsin, United States | West Salem | West Salem | 43.8989 | -91.0883 | United States | US | USA | Wisconsin |  | 5015 | 1840002575
West Samoset, Florida, United States | West Samoset | West Samoset | 27.4702 | -82.5552 | United States | US | USA | Florida |  | 7708 | 1840029097
West Seneca, New York, United States | West Seneca | West Seneca | 42.8374 | -78.7509 | United States | US | USA | New York |  | 45332 | 1840058604
West Slope, Oregon, United States | West Slope | West Slope | 45.4962 | -122.7731 | United States | US | USA | Oregon |  | 7498 | 1840018554
West Springfield, Massachusetts, United States | West Springfield | West Springfield | 42.1253 | -72.6503 | United States | US | USA | Massachusetts |  | 28517 | 1840031158
West Springfield, Virginia, United States | West Springfield | West Springfield | 38.7771 | -77.2268 | United States | US | USA | Virginia |  | 23202 | 1840006041
West St. Paul, Minnesota, United States | West St. Paul | West St. Paul | 44.9018 | -93.0858 | United States | US | USA | Minnesota |  | 19961 | 1840010012
West St. Paul, Manitoba, Canada | West St. Paul | West St. Paul | 50.0119 | -97.115 | Canada | CA | CAN | Manitoba |  | 5368 | 1124001136
West Tamworth, New South Wales, Australia | West Tamworth | West Tamworth | -31.0894 | 150.9436 | Australia | AU | AUS | New South Wales |  | 5342 | 1036187167
West Tawakoni, Texas, United States | West Tawakoni | West Tawakoni | 32.8976 | -96.0217 | United States | US | USA | Texas |  | 9679 | 1840022015
West Thurrock, Thurrock, United Kingdom | West Thurrock | West Thurrock | 51.4836 | 0.282 | United Kingdom | GB | GBR | Thurrock |  | 7795 | 1826272551
West University Place, Texas, United States | West University Place | West University Place | 29.7157 | -95.4321 | United States | US | USA | Texas |  | 15585 | 1840022205
West Valley City, Utah, United States | West Valley City | West Valley City | 40.6889 | -112.0115 | United States | US | USA | Utah |  | 135248 | 1840021389
West Vancouver, British Columbia, Canada | West Vancouver | West Vancouver | 49.3667 | -123.1667 | Canada | CA | CAN | British Columbia |  | 42473 | 1124001824
West Vero Corridor, Florida, United States | West Vero Corridor | West Vero Corridor | 27.6378 | -80.4855 | United States | US | USA | Florida |  | 8661 | 1840073271
West View, Pennsylvania, United States | West View | West View | 40.5182 | -80.0333 | United States | US | USA | Pennsylvania |  | 6516 | 1840001274
West Vincent, Pennsylvania, United States | West Vincent | West Vincent | 40.1256 | -75.6477 | United States | US | USA | Pennsylvania |  | 5257 | 1840146656
West Warwick, Rhode Island, United States | West Warwick | West Warwick | 41.6986 | -71.5156 | United States | US | USA | Rhode Island |  | 28955 | 1840106223
West Wendover, Nevada, United States | West Wendover | West Wendover | 40.7407 | -114.0783 | United States | US | USA | Nevada |  | 5197 | 1840021336
West Whiteland, Pennsylvania, United States | West Whiteland | West Whiteland | 40.0227 | -75.6239 | United States | US | USA | Pennsylvania |  | 18403 | 1840146650
West Whittier-Los Nietos, California, United States | West Whittier-Los Nietos | West Whittier-Los Nietos | 33.9759 | -118.0689 | United States | US | USA | California |  | 27144 | 1840074745
West Wickham, Bromley, United Kingdom | West Wickham | West Wickham | 51.3765 | -0.0193 | United Kingdom | GB | GBR | Bromley |  | 14276 | 1826669089
West Windsor, New Jersey, United States | West Windsor | West Windsor | 40.2897 | -74.6267 | United States | US | USA | New Jersey |  | 28007 | 1840081655
West Yarmouth, Massachusetts, United States | West Yarmouth | West Yarmouth | 41.6496 | -70.2487 | United States | US | USA | Massachusetts |  | 5271 | 1840003246
Westampton, New Jersey, United States | Westampton | Westampton | 40.0168 | -74.8213 | United States | US | USA | New Jersey |  | 8703 | 1840081634
Westborough, Massachusetts, United States | Westborough | Westborough | 42.2681 | -71.614 | United States | US | USA | Massachusetts |  | 18982 | 1840053611
Westbrook, Maine, United States | Westbrook | Westbrook | 43.6954 | -70.3539 | United States | US | USA | Maine |  | 19074 | 1840000329
Westbrook, Connecticut, United States | Westbrook | Westbrook | 41.3069 | -72.4665 | United States | US | USA | Connecticut |  | 6904 | 1840045100
Westbury, Wiltshire, United Kingdom | Westbury | Westbury | 51.26 | -2.191 | United Kingdom | GB | GBR | Wiltshire |  | 16989 | 1826000067
Westbury, New York, United States | Westbury | Westbury | 40.7599 | -73.5891 | United States | US | USA | New York |  | 15351 | 1840005332
Westchase, Florida, United States | Westchase | Westchase | 28.0597 | -82.611 | United States | US | USA | Florida |  | 23636 | 1840029017
Westchester, Florida, United States | Westchester | Westchester | 25.7474 | -80.3358 | United States | US | USA | Florida |  | 30210 | 1840014241
Westchester, Illinois, United States | Westchester | Westchester | 41.8492 | -87.8906 | United States | US | USA | Illinois |  | 16117 | 1840011332
Westerburg, Rhineland-Palatinate, Germany | Westerburg | Westerburg | 50.5639 | 7.9725 | Germany | DE | DEU | Rhineland-Palatinate |  | 5666 | 1276754919
Westerland, Schleswig-Holstein, Germany | Westerland | Westerland | 54.91 | 8.3075 | Germany | DE | DEU | Schleswig-Holstein |  | 9032 | 1276492039
Westerly, Rhode Island, United States | Westerly | Westerly | 41.3635 | -71.7899 | United States | US | USA | Rhode Island |  | 22624 | 1840026106
Western Springs, Illinois, United States | Western Springs | Western Springs | 41.8022 | -87.9006 | United States | US | USA | Illinois |  | 13359 | 1840011333
Westernport, Maryland, United States | Westernport | Westernport | 39.488 | -79.0429 | United States | US | USA | Maryland |  | 5330 | 1840005627
Westerstede, Lower Saxony, Germany | Westerstede | Westerstede | 53.25 | 7.9167 | Germany | DE | DEU | Lower Saxony | minor | 22778 | 1276738053
Westerville, Ohio, United States | Westerville | Westerville | 40.1241 | -82.9209 | United States | US | USA | Ohio |  | 41103 | 1840003763
Westfield, Indiana, United States | Westfield | Westfield | 40.0333 | -86.1532 | United States | US | USA | Indiana |  | 43649 | 1840010500
Westfield, Massachusetts, United States | Westfield | Westfield | 42.1382 | -72.7561 | United States | US | USA | Massachusetts |  | 41204 | 1840000463
Westfield, New Jersey, United States | Westfield | Westfield | 40.6515 | -74.3433 | United States | US | USA | New Jersey |  | 29512 | 1840001096
Westford, Massachusetts, United States | Westford | Westford | 42.5864 | -71.4401 | United States | US | USA | Massachusetts |  | 24194 | 1840053493
Westgate, Florida, United States | Westgate | Westgate | 26.6994 | -80.0989 | United States | US | USA | Florida |  | 10026 | 1840042909
Westgate on Sea, Kent, United Kingdom | Westgate on Sea | Westgate on Sea | 51.3814 | 1.3381 | United Kingdom | GB | GBR | Kent |  | 6996 | 1826595557
Westhoughton, Bolton, United Kingdom | Westhoughton | Westhoughton | 53.549 | -2.529 | United Kingdom | GB | GBR | Bolton |  | 24974 | 1826134453
Westlake, Ohio, United States | Westlake | Westlake | 41.4524 | -81.9295 | United States | US | USA | Ohio |  | 32032 | 1840003420
Westlake Village, California, United States | Westlake Village | Westlake Village | 34.1369 | -118.822 | United States | US | USA | California |  | 8217 | 1840037458
Westland, Michigan, United States | Westland | Westland | 42.3192 | -83.3805 | United States | US | USA | Michigan |  | 81511 | 1840001847
Westlock, Alberta, Canada | Westlock | Westlock | 54.1522 | -113.8511 | Canada | CA | CAN | Alberta |  | 5101 | 1124037311
Westmere, New York, United States | Westmere | Westmere | 42.6883 | -73.8744 | United States | US | USA | New York |  | 7001 | 1840004489
Westminster, Colorado, United States | Westminster | Westminster | 39.8837 | -105.0624 | United States | US | USA | Colorado |  | 113166 | 1840021423
Westminster, California, United States | Westminster | Westminster | 33.7523 | -117.9938 | United States | US | USA | California |  | 90643 | 1840021969
Westminster, Maryland, United States | Westminster | Westminster | 39.5796 | -77.0066 | United States | US | USA | Maryland |  | 18640 | 1840005701
Westminster, Massachusetts, United States | Westminster | Westminster | 42.5512 | -71.9027 | United States | US | USA | Massachusetts |  | 7665 | 1840053614
Westmont, California, United States | Westmont | Westmont | 33.9417 | -118.3018 | United States | US | USA | California |  | 33723 | 1840028408
Westmont, Illinois, United States | Westmont | Westmont | 41.7948 | -87.9742 | United States | US | USA | Illinois |  | 24443 | 1840011414
Westmoreland, New York, United States | Westmoreland | Westmoreland | 43.1216 | -75.4476 | United States | US | USA | New York |  | 6072 | 1840058601
Westmount, Quebec, Canada | Westmount | Westmount | 45.4833 | -73.6 | Canada | CA | CAN | Quebec |  | 19931 | 1124878078
Weston, Florida, United States | Weston | Weston | 26.1006 | -80.4054 | United States | US | USA | Florida |  | 71166 | 1840016003
Weston, Halton, United Kingdom | Weston | Weston | 53.413 | -2.798 | United Kingdom | GB | GBR | Halton |  | 14263 | 1826832575
Weston, Wisconsin, United States | Weston | Weston | 44.8905 | -89.5487 | United States | US | USA | Wisconsin |  | 15167 | 1840038093
Weston, Massachusetts, United States | Weston | Weston | 42.3589 | -71.3001 | United States | US | USA | Massachusetts |  | 12067 | 1840053494
Weston, Connecticut, United States | Weston | Weston | 41.2284 | -73.3726 | United States | US | USA | Connecticut |  | 10288 | 1840035663
Weston-super-Mare, North Somerset, United Kingdom | Weston-super-Mare | Weston-super-Mare | 51.346 | -2.977 | United Kingdom | GB | GBR | North Somerset |  | 76143 | 1826189795
Westphalia, Maryland, United States | Westphalia | Westphalia | 38.8385 | -76.8231 | United States | US | USA | Maryland |  | 9040 | 1840024549
Westport, Connecticut, United States | Westport | Westport | 41.1428 | -73.3475 | United States | US | USA | Connecticut |  | 27840 | 1840035669
Westport, Massachusetts, United States | Westport | Westport | 41.5886 | -71.0837 | United States | US | USA | Massachusetts |  | 15854 | 1840070239
Westport, West Coast, New Zealand | Westport | Westport | -41.75 | 171.6 | New Zealand | NZ | NZL | West Coast |  | 4660 | 1554650685
Westtown, Pennsylvania, United States | Westtown | Westtown | 39.9417 | -75.5565 | United States | US | USA | Pennsylvania |  | 10916 | 1840035366
Westview, Florida, United States | Westview | Westview | 25.8826 | -80.2415 | United States | US | USA | Florida |  | 11068 | 1840029098
Westville, Indiana, United States | Westville | Westville | 41.5375 | -86.9049 | United States | US | USA | Indiana |  | 5943 | 1840010203
Westwego, Louisiana, United States | Westwego | Westwego | 29.9058 | -90.1434 | United States | US | USA | Louisiana |  | 8326 | 1840015937
Westwood, Massachusetts, United States | Westwood | Westwood | 42.2202 | -71.2106 | United States | US | USA | Massachusetts |  | 15863 | 1840053561
Westwood, New Jersey, United States | Westwood | Westwood | 40.9878 | -74.0308 | United States | US | USA | New Jersey |  | 11078 | 1840000923
Westwood, Michigan, United States | Westwood | Westwood | 42.303 | -85.6286 | United States | US | USA | Michigan |  | 9280 | 1840006978
Westwood Lakes, Florida, United States | Westwood Lakes | Westwood Lakes | 25.7237 | -80.3717 | United States | US | USA | Florida |  | 12121 | 1840028796
Wetaskiwin, Alberta, Canada | Wetaskiwin | Wetaskiwin | 52.9694 | -113.3769 | Canada | CA | CAN | Alberta |  | 12655 | 1124492484
Wete, Pemba North, Tanzania | Wete | Wete | -5.0567 | 39.7281 | Tanzania | TZ | TZA | Pemba North | admin | 26450 | 1834217491
Wetherby, Leeds, United Kingdom | Wetherby | Wetherby | 53.9276 | -1.3839 | United Kingdom | GB | GBR | Leeds |  | 19979 | 1826431619
Wethersfield, Connecticut, United States | Wethersfield | Wethersfield | 41.7013 | -72.6703 | United States | US | USA | Connecticut |  | 26267 | 1840035670
Wetter (Ruhr), North Rhine-Westphalia, Germany | Wetter (Ruhr) | Wetter (Ruhr) | 51.3881 | 7.395 | Germany | DE | DEU | North Rhine-Westphalia |  | 27441 | 1276406634
Wettingen, Aargau, Switzerland | Wettingen | Wettingen | 47.4659 | 8.3267 | Switzerland | CH | CHE | Aargau |  | 20721 | 1756544966
Wetumpka, Alabama, United States | Wetumpka | Wetumpka | 32.5407 | -86.2052 | United States | US | USA | Alabama |  | 8538 | 1840006013
Wetzikon, Zürich, Switzerland | Wetzikon | Wetzikon | 47.3208 | 8.7931 | Switzerland | CH | CHE | Zürich |  | 24452 | 1756078126
Wetzlar, Hesse, Germany | Wetzlar | Wetzlar | 50.5667 | 8.5 | Germany | DE | DEU | Hesse | minor | 52954 | 1276020868
Wewak, East Sepik, Papua New Guinea | Wewak | Wewak | -3.55 | 143.6333 | Papua New Guinea | PG | PNG | East Sepik | admin | 25143 | 1598405100
Wexford, Wexford, Ireland | Wexford | Wexford | 52.3342 | -6.4575 | Ireland | IE | IRL | Wexford | admin |  | 1372349451
Weybridge, Surrey, United Kingdom | Weybridge | Weybridge | 51.362 | -0.453 | United Kingdom | GB | GBR | Surrey |  | 15449 | 1826438211
Weyburn, Saskatchewan, Canada | Weyburn | Weyburn | 49.6611 | -103.8525 | Canada | CA | CAN | Saskatchewan |  | 10870 | 1124618383
Weymouth, Dorset, United Kingdom | Weymouth | Weymouth | 50.613 | -2.457 | United Kingdom | GB | GBR | Dorset |  | 53068 | 1826316742
Weymouth, Massachusetts, United States | Weymouth | Weymouth | 42.1984 | -70.9466 | United States | US | USA | Massachusetts |  | 57746 | 1840132442
Whakatane, Bay of Plenty, New Zealand | Whakatane | Whakatane | -37.964 | 176.984 | New Zealand | NZ | NZL | Bay of Plenty | admin | 15850 | 1554253729
Whaley Bridge, Derbyshire, United Kingdom | Whaley Bridge | Whaley Bridge | 53.3304 | -1.9838 | United Kingdom | GB | GBR | Derbyshire |  | 6455 | 1826682902
Whanganui, Manawatu-Wanganui, New Zealand | Whanganui | Whanganui | -39.9333 | 175.05 | New Zealand | NZ | NZL | Manawatu-Wanganui |  | 39400 | 1554827998
Whangarei, Northland, New Zealand | Whangarei | Whangarei | -35.725 | 174.3236 | New Zealand | NZ | NZL | Northland | admin | 52600 | 1554000636
Wharton, Texas, United States | Wharton | Wharton | 29.3138 | -96.1044 | United States | US | USA | Texas |  | 8765 | 1840022229
Wharton, New Jersey, United States | Wharton | Wharton | 40.8999 | -74.5808 | United States | US | USA | New Jersey |  | 6369 | 1840000955
Wheat Ridge, Colorado, United States | Wheat Ridge | Wheat Ridge | 39.7728 | -105.1029 | United States | US | USA | Colorado |  | 31324 | 1840021431
Wheatfield, New York, United States | Wheatfield | Wheatfield | 43.0975 | -78.8831 | United States | US | USA | New York |  | 18179 | 1840088041
Wheathampstead, Hertfordshire, United Kingdom | Wheathampstead | Wheathampstead | 51.812 | -0.293 | United Kingdom | GB | GBR | Hertfordshire |  | 6410 | 1826432060
Wheaton, Maryland, United States | Wheaton | Wheaton | 39.0492 | -77.0572 | United States | US | USA | Maryland |  | 50459 | 1840031295
Wheaton, Illinois, United States | Wheaton | Wheaton | 41.8561 | -88.1083 | United States | US | USA | Illinois |  | 52745 | 1840010166
Wheelersburg, Ohio, United States | Wheelersburg | Wheelersburg | 38.7383 | -82.8421 | United States | US | USA | Ohio |  | 5996 | 1840007422
Wheeling, West Virginia, United States | Wheeling | Wheeling | 40.0752 | -80.6951 | United States | US | USA | West Virginia |  | 75392 | 1840005510
Wheeling, Illinois, United States | Wheeling | Wheeling | 42.1308 | -87.924 | United States | US | USA | Illinois |  | 38646 | 1840011334
Whetstone, Leicestershire, United Kingdom | Whetstone | Whetstone | 52.5724 | -1.1799 | United Kingdom | GB | GBR | Leicestershire |  | 6556 | 1826380790
Whickham, Gateshead, United Kingdom | Whickham | Whickham | 54.9456 | -1.6726 | United Kingdom | GB | GBR | Gateshead |  | 16652 | 1826888408
Whiskey Creek, Florida, United States | Whiskey Creek | Whiskey Creek | 26.5733 | -81.8903 | United States | US | USA | Florida |  | 5030 | 1840029099
Whistler, British Columbia, Canada | Whistler | Whistler | 50.1208 | -122.9544 | Canada | CA | CAN | British Columbia |  | 11854 | 1124001562
Whiston, Rotherham, United Kingdom | Whiston | Whiston | 53.4 | -1.32 | United Kingdom | GB | GBR | Rotherham |  | 5042 | 1826470625
Whitburn, West Lothian, United Kingdom | Whitburn | Whitburn | 55.8621 | -3.6872 | United Kingdom | GB | GBR | West Lothian |  | 10527 | 1826366350
Whitby, Ontario, Canada | Whitby | Whitby | 43.8833 | -78.9417 | Canada | CA | CAN | Ontario |  | 128377 | 1124112077
Whitby, North Yorkshire, United Kingdom | Whitby | Whitby | 54.4858 | -0.6206 | United Kingdom | GB | GBR | North Yorkshire |  | 13213 | 1826806363
Whitchurch, Shropshire, United Kingdom | Whitchurch | Whitchurch | 52.969 | -2.682 | United Kingdom | GB | GBR | Shropshire |  | 9781 | 1826717880
Whitchurch, Bath and North East Somerset, United Kingdom | Whitchurch | Whitchurch | 51.4064 | -2.5594 | United Kingdom | GB | GBR | Bath and North East Somerset |  | 11061 | 1826527232
Whitchurch, Hampshire, United Kingdom | Whitchurch | Whitchurch | 51.23 | -1.34 | United Kingdom | GB | GBR | Hampshire |  | 7198 | 1826750764
White Bear Lake, Minnesota, United States | White Bear Lake | White Bear Lake | 45.0657 | -93.015 | United States | US | USA | Minnesota |  | 25875 | 1840010005
White Center, Washington, United States | White Center | White Center | 47.5086 | -122.348 | United States | US | USA | Washington |  | 15852 | 1840037727
White City, Utah, United States | White City | White City | 40.5666 | -111.8636 | United States | US | USA | Utah |  | 5768 | 1840037177
White City, Oregon, United States | White City | White City | 42.4316 | -122.8322 | United States | US | USA | Oregon |  | 8953 | 1840018673
White Horse, New Jersey, United States | White Horse | White Horse | 40.192 | -74.7022 | United States | US | USA | New Jersey |  | 8512 | 1840005475
White House, Tennessee, United States | White House | White House | 36.4648 | -86.6665 | United States | US | USA | Tennessee |  | 12638 | 1840015274
White Marsh, Maryland, United States | White Marsh | White Marsh | 39.3819 | -76.4573 | United States | US | USA | Maryland |  | 9455 | 1840005696
White Meadow Lake, New Jersey, United States | White Meadow Lake | White Meadow Lake | 40.924 | -74.5121 | United States | US | USA | New Jersey |  | 9383 | 1840005198
White Oak, Ohio, United States | White Oak | White Oak | 39.2106 | -84.6061 | United States | US | USA | Ohio |  | 19900 | 1840034164
White Oak, Maryland, United States | White Oak | White Oak | 39.0433 | -76.9906 | United States | US | USA | Maryland |  | 19010 | 1840005847
White Oak, Pennsylvania, United States | White Oak | White Oak | 40.3415 | -79.8007 | United States | US | USA | Pennsylvania |  | 7441 | 1840001277
White Oak, Texas, United States | White Oak | White Oak | 32.5313 | -94.8564 | United States | US | USA | Texas |  | 6322 | 1840022080
White Plains, New York, United States | White Plains | White Plains | 41.022 | -73.7549 | United States | US | USA | New York |  | 58109 | 1840003477
White Rock, British Columbia, Canada | White Rock | White Rock | 49.025 | -122.8028 | Canada | CA | CAN | British Columbia |  | 82368 | 1124260555
White Rock, New Mexico, United States | White Rock | White Rock | 35.8075 | -106.2067 | United States | US | USA | New Mexico |  | 5809 | 1840019105
White Settlement, Texas, United States | White Settlement | White Settlement | 32.7554 | -97.4605 | United States | US | USA | Texas |  | 17851 | 1840022051
White Township, Pennsylvania, United States | White Township | White Township | 40.621 | -79.1513 | United States | US | USA | Pennsylvania |  | 15875 | 1840151488
Whitefield, Bury, United Kingdom | Whitefield | Whitefield | 53.5521 | -2.2992 | United Kingdom | GB | GBR | Bury |  | 23283 | 1826701535
Whitefish, Montana, United States | Whitefish | Whitefish | 48.4329 | -114.3591 | United States | US | USA | Montana |  | 8221 | 1840021047
Whitefish Bay, Wisconsin, United States | Whitefish Bay | Whitefish Bay | 43.1132 | -87.9004 | United States | US | USA | Wisconsin |  | 13783 | 1840003036
Whitehall, Pennsylvania, United States | Whitehall | Whitehall | 40.6571 | -75.5046 | United States | US | USA | Pennsylvania |  | 27404 | 1840147555
Whitehall, Ohio, United States | Whitehall | Whitehall | 39.9682 | -82.8833 | United States | US | USA | Ohio |  | 18926 | 1840003764
Whitehall, Michigan, United States | Whitehall | Whitehall | 43.4003 | -86.3406 | United States | US | USA | Michigan |  | 11061 | 1840000366
Whitehaven, Cumbria, United Kingdom | Whitehaven | Whitehaven | 54.548 | -3.5855 | United Kingdom | GB | GBR | Cumbria |  | 23986 | 1826916205
Whitehorse, Yukon, Canada | Whitehorse | Whitehorse | 60.7029 | -135.0691 | Canada | CA | CAN | Yukon |  | 25085 | 1124348186
Whitehouse, Texas, United States | Whitehouse | Whitehouse | 32.2222 | -95.2217 | United States | US | USA | Texas |  | 8905 | 1840022077
Whitemarsh, Pennsylvania, United States | Whitemarsh | Whitemarsh | 40.104 | -75.2483 | United States | US | USA | Pennsylvania |  | 17811 | 1840102027
Whitemarsh Island, Georgia, United States | Whitemarsh Island | Whitemarsh Island | 32.0304 | -81.0109 | United States | US | USA | Georgia |  | 7058 | 1840029460
Whitestown, New York, United States | Whitestown | Whitestown | 43.135 | -75.3404 | United States | US | USA | New York |  | 18377 | 1840088046
Whitestown, Indiana, United States | Whitestown | Whitestown | 39.9705 | -86.3612 | United States | US | USA | Indiana |  | 9092 | 1840010514
Whiteville, North Carolina, United States | Whiteville | Whiteville | 34.3306 | -78.7013 | United States | US | USA | North Carolina |  | 7315 | 1840015570
Whitewater, Wisconsin, United States | Whitewater | Whitewater | 42.8372 | -88.7341 | United States | US | USA | Wisconsin |  | 14725 | 1840002476
Whitewater Region, Ontario, Canada | Whitewater Region | Whitewater Region | 45.7167 | -76.8333 | Canada | CA | CAN | Ontario |  | 7009 | 1124001363
Whitianga, Waikato, New Zealand | Whitianga | Whitianga | -36.8331 | 175.6997 | New Zealand | NZ | NZL | Waikato |  | 5130 | 1554392056
Whitinsville, Massachusetts, United States | Whitinsville | Whitinsville | 42.1146 | -71.6688 | United States | US | USA | Massachusetts |  | 6941 | 1840003153
Whitley Bay, North Tyneside, United Kingdom | Whitley Bay | Whitley Bay | 55.0456 | -1.4443 | United Kingdom | GB | GBR | North Tyneside |  | 36623 | 1826742465
Whitman, Massachusetts, United States | Whitman | Whitman | 42.08 | -70.9399 | United States | US | USA | Massachusetts |  | 14961 | 1840053580
Whitmore Lake, Michigan, United States | Whitmore Lake | Whitmore Lake | 42.4235 | -83.7524 | United States | US | USA | Michigan |  | 6771 | 1840006923
Whitnash, Warwickshire, United Kingdom | Whitnash | Whitnash | 52.268 | -1.524 | United Kingdom | GB | GBR | Warwickshire |  | 9129 | 1826439036
Whitney, Nevada, United States | Whitney | Whitney | 36.1005 | -115.038 | United States | US | USA | Nevada |  | 43072 | 1840033834
Whitpain, Pennsylvania, United States | Whitpain | Whitpain | 40.1578 | -75.2769 | United States | US | USA | Pennsylvania |  | 19194 | 1840145445
Whitstable, Kent, United Kingdom | Whitstable | Whitstable | 51.361 | 1.026 | United Kingdom | GB | GBR | Kent |  | 32100 | 1826750836
Whittier, California, United States | Whittier | Whittier | 33.9678 | -118.0188 | United States | US | USA | California |  | 85098 | 1840021878
Whittlesea, Victoria, Australia | Whittlesea | Whittlesea | -37.5139 | 145.114 | Australia | AU | AUS | Victoria |  | 5611 | 1036742059
Whittlesey, Cambridgeshire, United Kingdom | Whittlesey | Whittlesey | 52.558 | -0.13 | United Kingdom | GB | GBR | Cambridgeshire |  | 16058 | 1826174652
Whitwick, Leicestershire, United Kingdom | Whitwick | Whitwick | 52.7403 | -1.3556 | United Kingdom | GB | GBR | Leicestershire |  | 8612 | 1826669578
Whitworth, Lancashire, United Kingdom | Whitworth | Whitworth | 53.663 | -2.177 | United Kingdom | GB | GBR | Lancashire |  | 7500 | 1826578540
Whyalla, South Australia, Australia | Whyalla | Whyalla | -33.0333 | 137.5667 | Australia | AU | AUS | South Australia |  | 21742 | 1036961366
Wibsey, Bradford, United Kingdom | Wibsey | Wibsey | 53.7672 | -1.7728 | United Kingdom | GB | GBR | Bradford |  | 14671 | 1826433552
Wichian Buri, Phetchabun, Thailand | Wichian Buri | Wichian Buri | 15.6565 | 101.1072 | Thailand | TH | THA | Phetchabun | minor | 22995 | 1764906431
Wichita, Kansas, United States | Wichita | Wichita | 37.6896 | -97.3442 | United States | US | USA | Kansas |  | 482249 | 1840001686
Wichita Falls, Texas, United States | Wichita Falls | Wichita Falls | 33.9072 | -98.5291 | United States | US | USA | Texas |  | 99557 | 1840021923
Wick, Highland, United Kingdom | Wick | Wick | 58.454 | -3.089 | United Kingdom | GB | GBR | Highland |  | 7333 | 1826766399
Wickersley, Rotherham, United Kingdom | Wickersley | Wickersley | 53.4199 | -1.2792 | United Kingdom | GB | GBR | Rotherham |  | 7392 | 1826056862
Wickford, Essex, United Kingdom | Wickford | Wickford | 51.6114 | 0.5207 | United Kingdom | GB | GBR | Essex |  | 33486 | 1826313893
Wickliffe, Ohio, United States | Wickliffe | Wickliffe | 41.6072 | -81.469 | United States | US | USA | Ohio |  | 12744 | 1840000546
Wicklow, Wicklow, Ireland | Wicklow | Wicklow | 52.975 | -6.0494 | Ireland | IE | IRL | Wicklow | admin |  | 1372662642
Widnes, Halton, United Kingdom | Widnes | Widnes | 53.363 | -2.728 | United Kingdom | GB | GBR | Halton |  | 61464 | 1826947686
Wiehl, North Rhine-Westphalia, Germany | Wiehl | Wiehl | 50.95 | 7.5333 | Germany | DE | DEU | North Rhine-Westphalia |  | 25135 | 1276813101
Wieliczka, Małopolskie, Poland | Wieliczka | Wieliczka | 49.9894 | 20.0661 | Poland | PL | POL | Małopolskie | minor | 21878 | 1616249410
Wiener Neustadt, Niederösterreich, Austria | Wiener Neustadt | Wiener Neustadt | 47.816 | 16.25 | Austria | AT | AUT | Niederösterreich | minor | 82762 | 1040389518
Wiesbaden, Hesse, Germany | Wiesbaden | Wiesbaden | 50.0825 | 8.24 | Germany | DE | DEU | Hesse | admin | 278342 | 1276652118
Wiesloch, Baden-Württemberg, Germany | Wiesloch | Wiesloch | 49.2942 | 8.6983 | Germany | DE | DEU | Baden-Württemberg |  | 26758 | 1276473184
Wiesmoor, Lower Saxony, Germany | Wiesmoor | Wiesmoor | 53.4 | 7.7333 | Germany | DE | DEU | Lower Saxony |  | 13141 | 1276001031
Wigan, Wigan, United Kingdom | Wigan | Wigan | 53.5448 | -2.6318 | United Kingdom | GB | GBR | Wigan |  | 103608 | 1826902223
Wigston Magna, Leicestershire, United Kingdom | Wigston Magna | Wigston Magna | 52.5812 | -1.093 | United Kingdom | GB | GBR | Leicestershire |  | 32321 | 1826846225
Wigton, Cumbria, United Kingdom | Wigton | Wigton | 54.823 | -3.159 | United Kingdom | GB | GBR | Cumbria |  | 5831 | 1826098296
Wil, Sankt Gallen, Switzerland | Wil | Wil | 47.4664 | 9.0497 | Switzerland | CH | CHE | Sankt Gallen | minor | 23768 | 1756263917
Wilbraham, Massachusetts, United States | Wilbraham | Wilbraham | 42.127 | -72.4308 | United States | US | USA | Massachusetts |  | 14604 | 1840053629
Wilcannia, New South Wales, Australia | Wilcannia | Wilcannia | -31.565 | 143.3678 | Australia | AU | AUS | New South Wales |  | 745 | 1036134474
Wildau, Brandenburg, Germany | Wildau | Wildau | 52.3167 | 13.6333 | Germany | DE | DEU | Brandenburg |  | 10303 | 1276865619
Wildberg, Baden-Württemberg, Germany | Wildberg | Wildberg | 48.6239 | 8.7472 | Germany | DE | DEU | Baden-Württemberg |  | 10069 | 1276603722
Wilde, Buenos Aires, Argentina | Wilde | Wilde | -34.7 | -58.3167 | Argentina | AR | ARG | Buenos Aires |  | 65881 | 1032256650
Wildeshausen, Lower Saxony, Germany | Wildeshausen | Wildeshausen | 52.8931 | 8.4314 | Germany | DE | DEU | Lower Saxony |  | 19932 | 1276599018
Wildomar, California, United States | Wildomar | Wildomar | 33.6173 | -117.2582 | United States | US | USA | California |  | 37229 | 1840022902
Wildwood, Missouri, United States | Wildwood | Wildwood | 38.5799 | -90.6699 | United States | US | USA | Missouri |  | 35432 | 1840010746
Wildwood, Florida, United States | Wildwood | Wildwood | 28.8014 | -82.0058 | United States | US | USA | Florida |  | 7276 | 1840015956
Wilhelmsburg, Niederösterreich, Austria | Wilhelmsburg | Wilhelmsburg | 48.1108 | 15.61 | Austria | AT | AUT | Niederösterreich |  | 6557 | 1040716919
Wilhelmshaven, Lower Saxony, Germany | Wilhelmshaven | Wilhelmshaven | 53.5167 | 8.1333 | Germany | DE | DEU | Lower Saxony | minor | 76097 | 1276324633
Wilkau-Haßlau, Saxony, Germany | Wilkau-Haßlau | Wilkau-Hasslau | 50.6667 | 12.5167 | Germany | DE | DEU | Saxony |  | 9784 | 1276704667
Wilkes-Barre, Pennsylvania, United States | Wilkes-Barre | Wilkes-Barre | 41.2468 | -75.8759 | United States | US | USA | Pennsylvania |  | 40766 | 1840000777
Wilkins, Pennsylvania, United States | Wilkins | Wilkins | 40.4265 | -79.823 | United States | US | USA | Pennsylvania |  | 6247 | 1840150316
Wilkinsburg, Pennsylvania, United States | Wilkinsburg | Wilkinsburg | 40.4442 | -79.8733 | United States | US | USA | Pennsylvania |  | 15292 | 1840001278
Willard, Ohio, United States | Willard | Willard | 41.0518 | -82.7232 | United States | US | USA | Ohio |  | 6086 | 1840000818
Willard, Missouri, United States | Willard | Willard | 37.2929 | -93.4171 | United States | US | USA | Missouri |  | 5891 | 1840010870
Willebadessen, North Rhine-Westphalia, Germany | Willebadessen | Willebadessen | 51.6331 | 9.0331 | Germany | DE | DEU | North Rhine-Westphalia |  | 8142 | 1276518473
Willemstad, , Curaçao | Willemstad | Willemstad | 12.1167 | -68.9333 | Curaçao | CW | CUW |  |  | 150000 | 1531000000
Willenhall, Walsall, United Kingdom | Willenhall | Willenhall | 52.5798 | -2.0605 | United Kingdom | GB | GBR | Walsall |  | 28480 | 1826751733
Willerby, East Riding of Yorkshire, United Kingdom | Willerby | Willerby | 53.7633 | -0.4504 | United Kingdom | GB | GBR | East Riding of Yorkshire |  | 7940 | 1826347968
Willesborough, Kent, United Kingdom | Willesborough | Willesborough | 51.1386 | 0.8957 | United Kingdom | GB | GBR | Kent |  | 7800 | 1826693144
Williams, Pennsylvania, United States | Williams | Williams | 40.6313 | -75.2278 | United States | US | USA | Pennsylvania |  | 6061 | 1840148473
Williams, California, United States | Williams | Williams | 39.1498 | -122.1389 | United States | US | USA | California |  | 5469 | 1840021460
Williams Lake, British Columbia, Canada | Williams Lake | Williams Lake | 52.1294 | -122.1383 | Canada | CA | CAN | British Columbia |  | 10753 | 1124821980
Williamsburg, Virginia, United States | Williamsburg | Williamsburg | 37.2692 | -76.7076 | United States | US | USA | Virginia |  | 80441 | 1840001720
Williamsburg, Florida, United States | Williamsburg | Williamsburg | 28.4015 | -81.4461 | United States | US | USA | Florida |  | 7967 | 1840029100
Williamsburg, Kentucky, United States | Williamsburg | Williamsburg | 36.7392 | -84.1647 | United States | US | USA | Kentucky |  | 6002 | 1840015267
Williamson, New York, United States | Williamson | Williamson | 43.2417 | -77.1923 | United States | US | USA | New York |  | 6772 | 1840058613
Williamson, Arizona, United States | Williamson | Williamson | 34.7082 | -112.5342 | United States | US | USA | Arizona |  | 5297 | 1840019166
Williamsport, Pennsylvania, United States | Williamsport | Williamsport | 41.2398 | -77.0371 | United States | US | USA | Pennsylvania |  | 53861 | 1840000637
Williamston, Michigan, United States | Williamston | Williamston | 42.6835 | -84.2836 | United States | US | USA | Michigan |  | 6498 | 1840000420
Williamston, North Carolina, United States | Williamston | Williamston | 35.8468 | -77.0655 | United States | US | USA | North Carolina |  | 5060 | 1840016206
Williamstown, New Jersey, United States | Williamstown | Williamstown | 39.6874 | -74.9786 | United States | US | USA | New Jersey |  | 14962 | 1840016785
Williamstown, Massachusetts, United States | Williamstown | Williamstown | 42.6848 | -73.2284 | United States | US | USA | Massachusetts |  | 7759 | 1840053657
Williamsville, New York, United States | Williamsville | Williamsville | 42.9623 | -78.7418 | United States | US | USA | New York |  | 5220 | 1840004392
Willich, North Rhine-Westphalia, Germany | Willich | Willich | 51.2631 | 6.5492 | Germany | DE | DEU | North Rhine-Westphalia |  | 50592 | 1276849706
Willimantic, Connecticut, United States | Willimantic | Willimantic | 41.7153 | -72.2173 | United States | US | USA | Connecticut |  | 17184 | 1840003284
Willingboro, New Jersey, United States | Willingboro | Willingboro | 40.028 | -74.8882 | United States | US | USA | New Jersey |  | 31545 | 1840081630
Willington, Connecticut, United States | Willington | Willington | 41.8896 | -72.2593 | United States | US | USA | Connecticut |  | 5912 | 1840045105
Willis, Texas, United States | Willis | Willis | 30.4314 | -95.4832 | United States | US | USA | Texas |  | 7028 | 1840022175
Williston, North Dakota, United States | Williston | Williston | 48.1814 | -103.6364 | United States | US | USA | North Dakota |  | 29844 | 1840001871
Williston, Vermont, United States | Williston | Williston | 44.4348 | -73.0894 | United States | US | USA | Vermont |  | 9526 | 1840071854
Williston Park, New York, United States | Williston Park | Williston Park | 40.7587 | -73.6465 | United States | US | USA | New York |  | 7253 | 1840005333
Willistown, Pennsylvania, United States | Willistown | Willistown | 40.001 | -75.4915 | United States | US | USA | Pennsylvania |  | 10895 | 1840104145
Willits, California, United States | Willits | Willits | 39.4047 | -123.3494 | United States | US | USA | California |  | 8055 | 1840021421
Willmar, Minnesota, United States | Willmar | Willmar | 45.122 | -95.0569 | United States | US | USA | Minnesota |  | 20510 | 1840009995
Willoughby, Ohio, United States | Willoughby | Willoughby | 41.646 | -81.4084 | United States | US | USA | Ohio |  | 22977 | 1840000547
Willoughby Hills, Ohio, United States | Willoughby Hills | Willoughby Hills | 41.5873 | -81.4333 | United States | US | USA | Ohio |  | 9553 | 1840000548
Willow Grove, Pennsylvania, United States | Willow Grove | Willow Grove | 40.1495 | -75.1178 | United States | US | USA | Pennsylvania |  | 14800 | 1840005471
Willow Oak, Florida, United States | Willow Oak | Willow Oak | 27.9216 | -82.0244 | United States | US | USA | Florida |  | 6930 | 1840028919
Willow Park, Texas, United States | Willow Park | Willow Park | 32.7548 | -97.6499 | United States | US | USA | Texas |  | 5842 | 1840022042
Willow Springs, Illinois, United States | Willow Springs | Willow Springs | 41.7332 | -87.8859 | United States | US | USA | Illinois |  | 5621 | 1840011315
Willow Street, Pennsylvania, United States | Willow Street | Willow Street | 39.9809 | -76.2705 | United States | US | USA | Pennsylvania |  | 8360 | 1840005494
Willowbrook, California, United States | Willowbrook | Willowbrook | 33.9199 | -118.2362 | United States | US | USA | California |  | 22402 | 1840019220
Willowbrook, Illinois, United States | Willowbrook | Willowbrook | 41.7635 | -87.9456 | United States | US | USA | Illinois |  | 8579 | 1840011409
Willowick, Ohio, United States | Willowick | Willowick | 41.6343 | -81.468 | United States | US | USA | Ohio |  | 14105 | 1840000549
Willows, California, United States | Willows | Willows | 39.5149 | -122.1995 | United States | US | USA | California |  | 7234 | 1840021438
Wilmette, Illinois, United States | Wilmette | Wilmette | 42.0771 | -87.7282 | United States | US | USA | Illinois |  | 27089 | 1840011316
Wilmington, North Carolina, United States | Wilmington | Wilmington | 34.21 | -77.8866 | United States | US | USA | North Carolina |  | 255616 | 1840015576
Wilmington, Delaware, United States | Wilmington | Wilmington | 39.7415 | -75.5413 | United States | US | USA | Delaware |  | 70166 | 1840005579
Wilmington, Massachusetts, United States | Wilmington | Wilmington | 42.5609 | -71.1654 | United States | US | USA | Massachusetts |  | 23658 | 1840053495
Wilmington, Ohio, United States | Wilmington | Wilmington | 39.4387 | -83.8184 | United States | US | USA | Ohio |  | 12222 | 1840010630
Wilmington, Kent, United Kingdom | Wilmington | Wilmington | 51.4309 | 0.1876 | United Kingdom | GB | GBR | Kent |  | 7178 | 1826420723
Wilmington, Illinois, United States | Wilmington | Wilmington | 41.3204 | -88.164 | United States | US | USA | Illinois |  | 5653 | 1840010213
Wilmington Island, Georgia, United States | Wilmington Island | Wilmington Island | 32.0036 | -80.9752 | United States | US | USA | Georgia |  | 15391 | 1840029461
Wilmington Manor, Delaware, United States | Wilmington Manor | Wilmington Manor | 39.6858 | -75.5849 | United States | US | USA | Delaware |  | 7902 | 1840005575
Wilmore, Kentucky, United States | Wilmore | Wilmore | 37.8786 | -84.6545 | United States | US | USA | Kentucky |  | 9616 | 1840015220
Wilmot, Ontario, Canada | Wilmot | Wilmot | 43.4 | -80.65 | Canada | CA | CAN | Ontario |  | 20545 | 1124001797
Wilmslow, Cheshire East, United Kingdom | Wilmslow | Wilmslow | 53.325 | -2.239 | United Kingdom | GB | GBR | Cheshire East |  | 24497 | 1826883084
Wilna, New York, United States | Wilna | Wilna | 44.0562 | -75.5903 | United States | US | USA | New York |  | 6156 | 1840088053
Wilnecote, Staffordshire, United Kingdom | Wilnecote | Wilnecote | 52.6081 | -1.6677 | United Kingdom | GB | GBR | Staffordshire |  | 9358 | 1826733076
Wilsdruff, Saxony, Germany | Wilsdruff | Wilsdruff | 51.0522 | 13.5383 | Germany | DE | DEU | Saxony |  | 14297 | 1276738335
Wilson, Pennsylvania, United States | Wilson | Wilson | 40.6844 | -75.2407 | United States | US | USA | Pennsylvania |  | 7807 | 1840000984
Wilson, North Carolina, United States | Wilson | Wilson | 35.7312 | -77.9284 | United States | US | USA | North Carolina |  | 49483 | 1840015383
Wilson, New York, United States | Wilson | Wilson | 43.2692 | -78.8238 | United States | US | USA | New York |  | 5840 | 1840004274
Wilsonville, Oregon, United States | Wilsonville | Wilsonville | 45.3107 | -122.7705 | United States | US | USA | Oregon |  | 24918 | 1840021219
Wilton, Connecticut, United States | Wilton | Wilton | 41.207 | -73.4401 | United States | US | USA | Connecticut |  | 18542 | 1840045106
Wilton, New York, United States | Wilton | Wilton | 43.1502 | -73.7276 | United States | US | USA | New York |  | 16843 | 1840058618
Wilton, California, United States | Wilton | Wilton | 38.413 | -121.2127 | United States | US | USA | California |  | 5307 | 1840018848
Wilton Manors, Florida, United States | Wilton Manors | Wilton Manors | 26.1593 | -80.1395 | United States | US | USA | Florida |  | 12756 | 1840016004
Wiltz, Wiltz, Luxembourg | Wiltz | Wiltz | 49.9689 | 5.9319 | Luxembourg | LU | LUX | Wiltz | admin |  | 1442345477
Wimauma, Florida, United States | Wimauma | Wimauma | 27.6964 | -82.3034 | United States | US | USA | Florida |  | 7621 | 1840014155
Wimbledon, Merton, United Kingdom | Wimbledon | Wimbledon | 51.422 | -0.208 | United Kingdom | GB | GBR | Merton |  | 68187 | 1826386301
Wimborne Minster, Dorset, United Kingdom | Wimborne Minster | Wimborne Minster | 50.804 | -1.978 | United Kingdom | GB | GBR | Dorset |  | 15552 | 1826051938
Wincanton, Somerset, United Kingdom | Wincanton | Wincanton | 51.0559 | -2.4102 | United Kingdom | GB | GBR | Somerset |  | 5272 | 1826436601
Winchendon, Massachusetts, United States | Winchendon | Winchendon | 42.6667 | -72.0487 | United States | US | USA | Massachusetts |  | 10798 | 1840053615
Winchester, Nevada, United States | Winchester | Winchester | 36.1368 | -115.1299 | United States | US | USA | Nevada |  | 28331 | 1840033770
Winchester, Virginia, United States | Winchester | Winchester | 39.1735 | -78.1746 | United States | US | USA | Virginia |  | 74417 | 1840001623
Winchester, Hampshire, United Kingdom | Winchester | Winchester | 51.0632 | -1.308 | United Kingdom | GB | GBR | Hampshire |  | 45184 | 1826967267
Winchester, Kentucky, United States | Winchester | Winchester | 38.0017 | -84.1907 | United States | US | USA | Kentucky |  | 26083 | 1840015216
Winchester, Massachusetts, United States | Winchester | Winchester | 42.4518 | -71.1463 | United States | US | USA | Massachusetts |  | 22677 | 1840053496
Winchester, Tennessee, United States | Winchester | Winchester | 35.1898 | -86.1074 | United States | US | USA | Tennessee |  | 12299 | 1840015466
Winchester, Connecticut, United States | Winchester | Winchester | 41.9219 | -73.1028 | United States | US | USA | Connecticut |  | 10798 | 1840045107
Wind Lake, Wisconsin, United States | Wind Lake | Wind Lake | 42.823 | -88.1573 | United States | US | USA | Wisconsin |  | 5266 | 1840006921
Windcrest, Texas, United States | Windcrest | Windcrest | 29.5149 | -98.3818 | United States | US | USA | Texas |  | 5876 | 1840022226
Winder, Georgia, United States | Winder | Winder | 33.9917 | -83.7218 | United States | US | USA | Georgia |  | 48125 | 1840015623
Windermere, Cumbria, United Kingdom | Windermere | Windermere | 54.376 | -2.907 | United Kingdom | GB | GBR | Cumbria |  | 8359 | 1826181785
Windham, Connecticut, United States | Windham | Windham | 41.7102 | -72.1671 | United States | US | USA | Connecticut |  | 24688 | 1840035671
Windham, Maine, United States | Windham | Windham | 43.7981 | -70.4056 | United States | US | USA | Maine |  | 18026 | 1840066537
Windham, New Hampshire, United States | Windham | Windham | 42.8076 | -71.2994 | United States | US | USA | New Hampshire |  | 14508 | 1840055881
Windhoek, Khomas, Namibia | Windhoek | Windhoek | -22.57 | 17.0836 | Namibia | NA | NAM | Khomas | primary | 322500 | 1516802003
Windlesham, Surrey, United Kingdom | Windlesham | Windlesham | 51.36 | -0.66 | United Kingdom | GB | GBR | Surrey |  | 16775 | 1826961751
Windorah, Queensland, Australia | Windorah | Windorah | -25.4206 | 142.6547 | Australia | AU | AUS | Queensland |  | 115 | 1036272226
Windsbach, Bavaria, Germany | Windsbach | Windsbach | 49.2489 | 10.8291 | Germany | DE | DEU | Bavaria |  | 6018 | 1276289608
Windsor, Ontario, Canada | Windsor | Windsor | 42.2833 | -83 | Canada | CA | CAN | Ontario |  | 276165 | 1124261024
Windsor, Windsor and Maidenhead, United Kingdom | Windsor | Windsor | 51.4791 | -0.6095 | United Kingdom | GB | GBR | Windsor and Maidenhead |  | 32608 | 1826792931
Windsor, Colorado, United States | Windsor | Windsor | 40.4693 | -104.9213 | United States | US | USA | Colorado |  | 30477 | 1840022401
Windsor, Connecticut, United States | Windsor | Windsor | 41.871 | -72.6736 | United States | US | USA | Connecticut |  | 28917 | 1840033738
Windsor, California, United States | Windsor | Windsor | 38.5417 | -122.8086 | United States | US | USA | California |  | 27128 | 1840022484
Windsor, Wisconsin, United States | Windsor | Windsor | 43.2406 | -89.2952 | United States | US | USA | Wisconsin |  | 7644 | 1840006867
Windsor, New York, United States | Windsor | Windsor | 42.0637 | -75.6597 | United States | US | USA | New York |  | 6058 | 1840004662
Windsor, Quebec, Canada | Windsor | Windsor | 45.5667 | -72 | Canada | CA | CAN | Quebec |  | 5367 | 1124798166
Windsor Locks, Connecticut, United States | Windsor Locks | Windsor Locks | 41.9267 | -72.6544 | United States | US | USA | Connecticut |  | 12613 | 1840033751
Winfield, Kansas, United States | Winfield | Winfield | 37.274 | -96.9499 | United States | US | USA | Kansas |  | 11679 | 1840001701
Winfield, Illinois, United States | Winfield | Winfield | 41.8776 | -88.1507 | United States | US | USA | Illinois |  | 9636 | 1840011410
Winfield, Indiana, United States | Winfield | Winfield | 41.4098 | -87.2623 | United States | US | USA | Indiana |  | 5987 | 1840010228
Wingerworth, Derbyshire, United Kingdom | Wingerworth | Wingerworth | 53.2033 | -1.4347 | United Kingdom | GB | GBR | Derbyshire |  | 6533 | 1826060407
Wingham, New South Wales, Australia | Wingham | Wingham | -31.85 | 152.367 | Australia | AU | AUS | New South Wales |  | 5374 | 1036745521
Winkfield, Bracknell Forest, United Kingdom | Winkfield | Winkfield | 51.4318 | -0.7096 | United Kingdom | GB | GBR | Bracknell Forest |  | 14998 | 1826199391
Winkler, Manitoba, Canada | Winkler | Winkler | 49.1817 | -97.9397 | Canada | CA | CAN | Manitoba |  | 12660 | 1124205424
Winneba, Central, Ghana | Winneba | Winneba | 5.35 | -0.6333 | Ghana | GH | GHA | Central |  | 44254 | 1288886612
Winnemucca, Nevada, United States | Winnemucca | Winnemucca | 40.9645 | -117.7247 | United States | US | USA | Nevada |  | 10764 | 1840021334
Winnenden, Baden-Württemberg, Germany | Winnenden | Winnenden | 48.8764 | 9.3978 | Germany | DE | DEU | Baden-Württemberg |  | 28339 | 1276828910
Winnetka, Illinois, United States | Winnetka | Winnetka | 42.1064 | -87.7421 | United States | US | USA | Illinois |  | 12316 | 1840011317
Winnipeg, Manitoba, Canada | Winnipeg | Winnipeg | 49.8844 | -97.1464 | Canada | CA | CAN | Manitoba |  | 705244 | 1124224963
Winona, Minnesota, United States | Winona | Winona | 44.0505 | -91.6684 | United States | US | USA | Minnesota |  | 29601 | 1840010034
Winooski, Vermont, United States | Winooski | Winooski | 44.4951 | -73.1843 | United States | US | USA | Vermont |  | 7333 | 1840002312
Winsen, Lower Saxony, Germany | Winsen | Winsen | 53.3667 | 10.2167 | Germany | DE | DEU | Lower Saxony | minor | 34896 | 1276491512
Winsford, Cheshire West and Chester, United Kingdom | Winsford | Winsford | 53.194 | -2.52 | United Kingdom | GB | GBR | Cheshire West and Chester |  | 32610 | 1826615523
Winslow, New Jersey, United States | Winslow | Winslow | 39.7027 | -74.9029 | United States | US | USA | New Jersey |  | 38923 | 1840081680
Winslow, Arizona, United States | Winslow | Winslow | 35.0253 | -110.7098 | United States | US | USA | Arizona |  | 9443 | 1840021583
Winslow, Maine, United States | Winslow | Winslow | 44.5277 | -69.5768 | United States | US | USA | Maine |  | 7624 | 1840053064
Winsted, Connecticut, United States | Winsted | Winsted | 41.9268 | -73.0675 | United States | US | USA | Connecticut |  | 7367 | 1840003262
Winston, Oregon, United States | Winston | Winston | 43.12 | -123.4242 | United States | US | USA | Oregon |  | 5511 | 1840021275
Winston-Salem, North Carolina, United States | Winston-Salem | Winston-Salem | 36.1029 | -80.2611 | United States | US | USA | North Carolina |  | 422269 | 1840015324
Winter Garden, Florida, United States | Winter Garden | Winter Garden | 28.5421 | -81.5966 | United States | US | USA | Florida |  | 46051 | 1840015965
Winter Gardens, California, United States | Winter Gardens | Winter Gardens | 32.8376 | -116.9268 | United States | US | USA | California |  | 23088 | 1840019351
Winter Haven, Florida, United States | Winter Haven | Winter Haven | 28.0118 | -81.7017 | United States | US | USA | Florida |  | 267069 | 1840015970
Winter Park, Florida, United States | Winter Park | Winter Park | 28.5987 | -81.3438 | United States | US | USA | Florida |  | 30825 | 1840015966
Winter Springs, Florida, United States | Winter Springs | Winter Springs | 28.6889 | -81.2704 | United States | US | USA | Florida |  | 37312 | 1840015959
Winterberg, North Rhine-Westphalia, Germany | Winterberg | Winterberg | 51.195 | 8.53 | Germany | DE | DEU | North Rhine-Westphalia |  | 12611 | 1276682144
Winters, California, United States | Winters | Winters | 38.532 | -121.9781 | United States | US | USA | California |  | 7820 | 1840021484
Winterset, Iowa, United States | Winterset | Winterset | 41.3457 | -94.0137 | United States | US | USA | Iowa |  | 5231 | 1840000649
Winterthur, Zürich, Switzerland | Winterthur | Winterthur | 47.4992 | 8.7267 | Switzerland | CH | CHE | Zürich | minor | 109775 | 1756362130
Winterville, North Carolina, United States | Winterville | Winterville | 35.5287 | -77.3994 | United States | US | USA | North Carolina |  | 9931 | 1840016279
Winthrop, Massachusetts, United States | Winthrop | Winthrop | 42.3751 | -70.9847 | United States | US | USA | Massachusetts |  | 18544 | 1840132450
Winthrop, Maine, United States | Winthrop | Winthrop | 44.3116 | -69.9615 | United States | US | USA | Maine |  | 5994 | 1840053067
Winthrop Harbor, Illinois, United States | Winthrop Harbor | Winthrop Harbor | 42.4805 | -87.8294 | United States | US | USA | Illinois |  | 6618 | 1840011178
Winton, California, United States | Winton | Winton | 37.3854 | -120.6173 | United States | US | USA | California |  | 11761 | 1840018933
Winton, Queensland, Australia | Winton | Winton | -22.3913 | 143.0381 | Australia | AU | AUS | Queensland |  | 875 | 1036031036
Wipperfürth, North Rhine-Westphalia, Germany | Wipperfürth | Wipperfurth | 51.1167 | 7.4 | Germany | DE | DEU | North Rhine-Westphalia |  | 21003 | 1276735297
Wirges, Rhineland-Palatinate, Germany | Wirges | Wirges | 50.4742 | 7.7953 | Germany | DE | DEU | Rhineland-Palatinate |  | 5341 | 1276662542
Wirksworth, Derbyshire, United Kingdom | Wirksworth | Wirksworth | 53.082 | -1.574 | United Kingdom | GB | GBR | Derbyshire |  | 5038 | 1826425467
Wisbech, Cambridgeshire, United Kingdom | Wisbech | Wisbech | 52.664 | 0.16 | United Kingdom | GB | GBR | Cambridgeshire |  | 33933 | 1826161684
Wisconsin Rapids, Wisconsin, United States | Wisconsin Rapids | Wisconsin Rapids | 44.3927 | -89.8265 | United States | US | USA | Wisconsin |  | 27966 | 1840002333
Wishaw, North Lanarkshire, United Kingdom | Wishaw | Wishaw | 55.7739 | -3.9189 | United Kingdom | GB | GBR | North Lanarkshire |  | 30250 | 1826026639
Wisła, Śląskie, Poland | Wisła | Wisla | 49.6667 | 18.8667 | Poland | PL | POL | Śląskie |  | 11048 | 1616358703
Wismar, Mecklenburg-Western Pomerania, Germany | Wismar | Wismar | 53.8925 | 11.465 | Germany | DE | DEU | Mecklenburg-Western Pomerania | minor | 42550 | 1276660084
Wissembourg, Grand Est, France | Wissembourg | Wissembourg | 49.0375 | 7.9461 | France | FR | FRA | Grand Est |  | 7537 | 1250802565
Wissen, Rhineland-Palatinate, Germany | Wissen | Wissen | 50.7825 | 7.735 | Germany | DE | DEU | Rhineland-Palatinate |  | 8354 | 1276756362
Wistaston, Cheshire East, United Kingdom | Wistaston | Wistaston | 53.0821 | -2.4747 | United Kingdom | GB | GBR | Cheshire East |  | 8117 | 1826133084
Witham, Essex, United Kingdom | Witham | Witham | 51.7978 | 0.6373 | United Kingdom | GB | GBR | Essex |  | 25353 | 1826336424
Withamsville, Ohio, United States | Withamsville | Withamsville | 39.0628 | -84.2808 | United States | US | USA | Ohio |  | 7788 | 1840007390
Withernsea, East Riding of Yorkshire, United Kingdom | Withernsea | Withernsea | 53.7285 | 0.0382 | United Kingdom | GB | GBR | East Riding of Yorkshire |  | 6159 | 1826436345
Witley, Surrey, United Kingdom | Witley | Witley | 51.15 | -0.646 | United Kingdom | GB | GBR | Surrey |  | 8130 | 1826484458
Witney, Oxfordshire, United Kingdom | Witney | Witney | 51.78 | -1.49 | United Kingdom | GB | GBR | Oxfordshire |  | 27522 | 1826136644
Witten, North Rhine-Westphalia, Germany | Witten | Witten | 51.4333 | 7.3333 | Germany | DE | DEU | North Rhine-Westphalia |  | 96563 | 1276004960
Wittenberg, Saxony-Anhalt, Germany | Wittenberg | Wittenberg | 51.8671 | 12.6484 | Germany | DE | DEU | Saxony-Anhalt | minor | 46008 | 1276533652
Wittenberge, Brandenburg, Germany | Wittenberge | Wittenberge | 52.9936 | 11.7514 | Germany | DE | DEU | Brandenburg |  | 17015 | 1276040852
Wittenburg, Mecklenburg-Western Pomerania, Germany | Wittenburg | Wittenburg | 53.5 | 11.0667 | Germany | DE | DEU | Mecklenburg-Western Pomerania |  | 6313 | 1276816280
Wittichenau, Saxony, Germany | Wittichenau | Wittichenau | 51.385 | 14.244 | Germany | DE | DEU | Saxony |  | 5715 | 1276775107
Wittingen, Lower Saxony, Germany | Wittingen | Wittingen | 52.7281 | 10.7391 | Germany | DE | DEU | Lower Saxony |  | 11503 | 1276184475
Wittlich, Rhineland-Palatinate, Germany | Wittlich | Wittlich | 49.9869 | 6.8897 | Germany | DE | DEU | Rhineland-Palatinate | minor | 18995 | 1276069973
Wittmund, Lower Saxony, Germany | Wittmund | Wittmund | 53.5747 | 7.7808 | Germany | DE | DEU | Lower Saxony | minor | 20321 | 1276497812
Wittstock, Brandenburg, Germany | Wittstock | Wittstock | 53.1636 | 12.4856 | Germany | DE | DEU | Brandenburg |  | 14198 | 1276000618
Witu, Lamu, Kenya | Witu | Witu | -2.3796 | 40.43 | Kenya | KE | KEN | Lamu |  | 5380 | 1404037095
Witzenhausen, Hesse, Germany | Witzenhausen | Witzenhausen | 51.3417 | 9.8569 | Germany | DE | DEU | Hesse |  | 15167 | 1276417378
Wivenhoe, Essex, United Kingdom | Wivenhoe | Wivenhoe | 51.8667 | 0.9625 | United Kingdom | GB | GBR | Essex |  | 7637 | 1826531596
Wixom, Michigan, United States | Wixom | Wixom | 42.5244 | -83.5346 | United States | US | USA | Michigan |  | 14049 | 1840000407
Włocławek, Kujawsko-Pomorskie, Poland | Włocławek | Wloclawek | 52.65 | 19.05 | Poland | PL | POL | Kujawsko-Pomorskie | minor | 110802 | 1616143097
Woburn, Massachusetts, United States | Woburn | Woburn | 42.4869 | -71.1543 | United States | US | USA | Massachusetts |  | 40228 | 1840003124
Wodonga, Victoria, Australia | Wodonga | Wodonga | -36.1214 | 146.8881 | Australia | AU | AUS | Victoria |  | 35130 | 1036788540
Wohlen, Aargau, Switzerland | Wohlen | Wohlen | 47.3506 | 8.2778 | Switzerland | CH | CHE | Aargau |  | 16078 | 1756643512
Woking, Surrey, United Kingdom | Woking | Woking | 51.3162 | -0.561 | United Kingdom | GB | GBR | Surrey |  | 62796 | 1826205427
Wokingham, Wokingham, United Kingdom | Wokingham | Wokingham | 51.41 | -0.84 | United Kingdom | GB | GBR | Wokingham |  | 46745 | 1826878333
Wolcott, Connecticut, United States | Wolcott | Wolcott | 41.6007 | -72.9734 | United States | US | USA | Connecticut |  | 16652 | 1840035673
Wolf Trap, Virginia, United States | Wolf Trap | Wolf Trap | 38.9395 | -77.2842 | United States | US | USA | Virginia |  | 16911 | 1840006042
Wolfach, Baden-Württemberg, Germany | Wolfach | Wolfach | 48.2994 | 8.2228 | Germany | DE | DEU | Baden-Württemberg |  | 5850 | 1276124300
Wolfeboro, New Hampshire, United States | Wolfeboro | Wolfeboro | 43.6117 | -71.1705 | United States | US | USA | New Hampshire |  | 6278 | 1840055884
Wolfenbüttel, Lower Saxony, Germany | Wolfenbüttel | Wolfenbuttel | 52.1622 | 10.5369 | Germany | DE | DEU | Lower Saxony | minor | 52174 | 1276388010
Wolfforth, Texas, United States | Wolfforth | Wolfforth | 33.5148 | -102.0066 | United States | US | USA | Texas |  | 5486 | 1840021983
Wolfhagen, Hesse, Germany | Wolfhagen | Wolfhagen | 51.3272 | 9.1709 | Germany | DE | DEU | Hesse |  | 13059 | 1276757955
Wolfratshausen, Bavaria, Germany | Wolfratshausen | Wolfratshausen | 47.9133 | 11.4278 | Germany | DE | DEU | Bavaria |  | 18836 | 1276706639
Wolfsberg, Kärnten, Austria | Wolfsberg | Wolfsberg | 46.8419 | 14.8408 | Austria | AT | AUT | Kärnten | minor | 25035 | 1040360550
Wolfsburg, Lower Saxony, Germany | Wolfsburg | Wolfsburg | 52.4231 | 10.7872 | Germany | DE | DEU | Lower Saxony | minor | 124151 | 1276033981
Wolgast, Mecklenburg-Western Pomerania, Germany | Wolgast | Wolgast | 54.05 | 13.7667 | Germany | DE | DEU | Mecklenburg-Western Pomerania |  | 12028 | 1276669762
Wolkersdorf im Weinviertel, Niederösterreich, Austria | Wolkersdorf im Weinviertel | Wolkersdorf im Weinviertel | 48.3667 | 16.5167 | Austria | AT | AUT | Niederösterreich |  | 7201 | 1040214159
Wollaston, Dudley, United Kingdom | Wollaston | Wollaston | 52.4619 | -2.1663 | United Kingdom | GB | GBR | Dudley |  | 13092 | 1826737467
Wollert, Victoria, Australia | Wollert | Wollert | -37.597 | 145.033 | Australia | AU | AUS | Victoria |  | 9060 | 1036068932
Wollochet, Washington, United States | Wollochet | Wollochet | 47.2828 | -122.5769 | United States | US | USA | Washington |  | 6390 | 1840023843
Wollongong, New South Wales, Australia | Wollongong | Wollongong | -34.4331 | 150.8831 | Australia | AU | AUS | New South Wales |  | 302739 | 1036502269
Wolmirstedt, Saxony-Anhalt, Germany | Wolmirstedt | Wolmirstedt | 52.25 | 11.6167 | Germany | DE | DEU | Saxony-Anhalt |  | 11536 | 1276525433
Wolsztyn, Wielkopolskie, Poland | Wolsztyn | Wolsztyn | 52.1167 | 16.1167 | Poland | PL | POL | Wielkopolskie | minor | 13477 | 1616069343
Wolverhampton, Wolverhampton, United Kingdom | Wolverhampton | Wolverhampton | 52.5833 | -2.1333 | United Kingdom | GB | GBR | Wolverhampton |  | 254406 | 1826636841
Wolverton, Milton Keynes, United Kingdom | Wolverton | Wolverton | 52.0626 | -0.8102 | United Kingdom | GB | GBR | Milton Keynes |  | 12492 | 1826613545
Wombourn, Staffordshire, United Kingdom | Wombourn | Wombourn | 52.5302 | -2.1857 | United Kingdom | GB | GBR | Staffordshire |  | 14157 | 1826116234
Wombwell, Barnsley, United Kingdom | Wombwell | Wombwell | 53.516 | -1.4 | United Kingdom | GB | GBR | Barnsley |  | 15316 | 1826512301
Wŏnju, Gangwon, Korea, South | Wŏnju | Wonju | 37.3417 | 127.9208 | Korea, South | KR | KOR | Gangwon |  | 330854 | 1410782685
Wŏnsan, Kangwŏn, Korea, North | Wŏnsan | Wonsan | 39.1475 | 127.4461 | Korea, North | KP | PRK | Kangwŏn | admin | 363127 | 1408692125
Wonthaggi, Victoria, Australia | Wonthaggi | Wonthaggi | -38.6056 | 145.5917 | Australia | AU | AUS | Victoria |  | 4965 | 1036415078
Wooburn, Buckinghamshire, United Kingdom | Wooburn | Wooburn | 51.581 | -0.691 | United Kingdom | GB | GBR | Buckinghamshire |  | 10792 | 1826286228
Wood Buffalo, Alberta, Canada | Wood Buffalo | Wood Buffalo | 57.6042 | -111.3284 | Canada | CA | CAN | Alberta |  | 71589 | 1124001123
Wood Dale, Illinois, United States | Wood Dale | Wood Dale | 41.9666 | -87.9807 | United States | US | USA | Illinois |  | 13607 | 1840010167
Wood Green, Haringey, United Kingdom | Wood Green | Wood Green | 51.5981 | -0.1149 | United Kingdom | GB | GBR | Haringey |  | 28453 | 1826902664
Wood River, Illinois, United States | Wood River | Wood River | 38.8631 | -90.0773 | United States | US | USA | Illinois |  | 10051 | 1840010711
Woodbridge, New Jersey, United States | Woodbridge | Woodbridge | 40.5611 | -74.2943 | United States | US | USA | New Jersey |  | 100187 | 1840081695
Woodbridge, Suffolk, United Kingdom | Woodbridge | Woodbridge | 52.094 | 1.318 | United Kingdom | GB | GBR | Suffolk |  | 7749 | 1826778722
Woodbridge, Connecticut, United States | Woodbridge | Woodbridge | 41.3566 | -73.0102 | United States | US | USA | Connecticut |  | 8868 | 1840035674
Woodburn, Oregon, United States | Woodburn | Woodburn | 45.1473 | -122.8603 | United States | US | USA | Oregon |  | 35941 | 1840021230
Woodburn, Virginia, United States | Woodburn | Woodburn | 38.8503 | -77.2322 | United States | US | USA | Virginia |  | 8462 | 1840024584
Woodbury, Minnesota, United States | Woodbury | Woodbury | 44.9056 | -92.923 | United States | US | USA | Minnesota |  | 72828 | 1840009998
Woodbury, New York, United States | Woodbury | Woodbury | 41.3284 | -74.1004 | United States | US | USA | New York |  | 11089 | 1840004883
Woodbury, New Jersey, United States | Woodbury | Woodbury | 39.8379 | -75.1524 | United States | US | USA | New Jersey |  | 9794 | 1840001527
Woodbury, Connecticut, United States | Woodbury | Woodbury | 41.5615 | -73.207 | United States | US | USA | Connecticut |  | 9617 | 1840045111
Woodbury, New York, United States | Woodbury | Woodbury | 40.8177 | -73.4703 | United States | US | USA | New York |  | 8603 | 1840150821
Woodchurch, Wirral, United Kingdom | Woodchurch | Woodchurch | 53.375 | -3.084 | United Kingdom | GB | GBR | Wirral |  | 8400 | 1826387480
Woodcliff Lake, New Jersey, United States | Woodcliff Lake | Woodcliff Lake | 41.0253 | -74.0603 | United States | US | USA | New Jersey |  | 5839 | 1840000924
Woodcreek, Texas, United States | Woodcreek | Woodcreek | 30.0266 | -98.1115 | United States | US | USA | Texas |  | 5925 | 1840022191
Woodcrest, California, United States | Woodcrest | Woodcrest | 33.8789 | -117.3686 | United States | US | USA | California |  | 17310 | 1840019296
Woodend, Victoria, Australia | Woodend | Woodend | -37.363 | 144.526 | Australia | AU | AUS | Victoria |  | 5806 | 1036376029
Woodfield, South Carolina, United States | Woodfield | Woodfield | 34.0587 | -80.9309 | United States | US | USA | South Carolina |  | 9730 | 1840035853
Woodfin, North Carolina, United States | Woodfin | Woodfin | 35.6458 | -82.5914 | United States | US | USA | North Carolina |  | 6717 | 1840016285
Woodhaven, Michigan, United States | Woodhaven | Woodhaven | 42.132 | -83.2374 | United States | US | USA | Michigan |  | 12469 | 1840001848
Woodhouse, Sheffield, United Kingdom | Woodhouse | Woodhouse | 53.358 | -1.373 | United Kingdom | GB | GBR | Sheffield |  | 17450 | 1826566992
Woodinville, Washington, United States | Woodinville | Woodinville | 47.7569 | -122.1478 | United States | US | USA | Washington |  | 13263 | 1840021121
Woodlake, California, United States | Woodlake | Woodlake | 36.4124 | -119.0999 | United States | US | USA | California |  | 7854 | 1840021640
Woodlake, Virginia, United States | Woodlake | Woodlake | 37.4216 | -77.6783 | United States | US | USA | Virginia |  | 7299 | 1840026845
Woodland, California, United States | Woodland | Woodland | 38.6712 | -121.75 | United States | US | USA | California |  | 60598 | 1840021485
Woodland, Washington, United States | Woodland | Woodland | 45.9145 | -122.7506 | United States | US | USA | Washington |  | 6911 | 1840021181
Woodland Park, New Jersey, United States | Woodland Park | Woodland Park | 40.8905 | -74.1945 | United States | US | USA | New Jersey |  | 12581 | 1840056421
Woodland Park, Colorado, United States | Woodland Park | Woodland Park | 38.9985 | -105.0594 | United States | US | USA | Colorado |  | 11530 | 1840021468
Woodlawn, Virginia, United States | Woodlawn | Woodlawn | 38.7332 | -77.1149 | United States | US | USA | Virginia |  | 23406 | 1840145210
Woodlawn, Maryland, United States | Woodlawn | Woodlawn | 39.3054 | -76.7489 | United States | US | USA | Maryland |  | 38951 | 1840005697
Woodlesford, Leeds, United Kingdom | Woodlesford | Woodlesford | 53.7567 | -1.453 | United Kingdom | GB | GBR | Leeds |  | 21010 | 1826564728
Woodley, Wokingham, United Kingdom | Woodley | Woodley | 51.453 | -0.902 | United Kingdom | GB | GBR | Wokingham |  | 35470 | 1826133609
Woodlyn, Pennsylvania, United States | Woodlyn | Woodlyn | 39.8774 | -75.3445 | United States | US | USA | Pennsylvania |  | 9326 | 1840035266
Woodmere, New York, United States | Woodmere | Woodmere | 40.6374 | -73.7219 | United States | US | USA | New York |  | 17467 | 1840005284
Woodmere, Louisiana, United States | Woodmere | Woodmere | 29.8493 | -90.0751 | United States | US | USA | Louisiana |  | 10458 | 1840031148
Woodmoor, Colorado, United States | Woodmoor | Woodmoor | 39.1063 | -104.8456 | United States | US | USA | Colorado |  | 9117 | 1840028584
Woodridge, Illinois, United States | Woodridge | Woodridge | 41.7368 | -88.0408 | United States | US | USA | Illinois |  | 33432 | 1840011411
Wood-Ridge, New Jersey, United States | Wood-Ridge | Wood-Ridge | 40.8507 | -74.0878 | United States | US | USA | New Jersey |  | 9294 | 1840000925
Woods Creek, Washington, United States | Woods Creek | Woods Creek | 47.8821 | -121.8982 | United States | US | USA | Washington |  | 5907 | 1840037864
Woods Cross, Utah, United States | Woods Cross | Woods Cross | 40.8731 | -111.917 | United States | US | USA | Utah |  | 11431 | 1840021355
Woodside, California, United States | Woodside | Woodside | 37.4222 | -122.2591 | United States | US | USA | California |  | 5458 | 1840022548
Woodstock, Ontario, Canada | Woodstock | Woodstock | 43.1306 | -80.7467 | Canada | CA | CAN | Ontario |  | 40902 | 1124758374
Woodstock, Georgia, United States | Woodstock | Woodstock | 34.1026 | -84.509 | United States | US | USA | Georgia |  | 33039 | 1840015574
Woodstock, Illinois, United States | Woodstock | Woodstock | 42.3096 | -88.4352 | United States | US | USA | Illinois |  | 25786 | 1840010107
Woodstock, Connecticut, United States | Woodstock | Woodstock | 41.9694 | -72.0222 | United States | US | USA | Connecticut |  | 7813 | 1840035675
Woodstock, Virginia, United States | Woodstock | Woodstock | 38.875 | -78.516 | United States | US | USA | Virginia |  | 7239 | 1840006006
Woodstock, New York, United States | Woodstock | Woodstock | 42.0557 | -74.1653 | United States | US | USA | New York |  | 5822 | 1840058625
Woodstock, New Brunswick, Canada | Woodstock | Woodstock | 46.1522 | -67.5983 | Canada | CA | CAN | New Brunswick |  | 5228 | 1124035280
Woodville, Leicestershire, United Kingdom | Woodville | Woodville | 52.769 | -1.533 | United Kingdom | GB | GBR | Leicestershire |  | 5161 | 1826512362
Woodward, Oklahoma, United States | Woodward | Woodward | 36.4247 | -99.4057 | United States | US | USA | Oklahoma |  | 11410 | 1840021636
Woodway, Texas, United States | Woodway | Woodway | 31.4988 | -97.2314 | United States | US | USA | Texas |  | 9024 | 1840022142
Wool, Dorset, United Kingdom | Wool | Wool | 50.6789 | -2.2189 | United Kingdom | GB | GBR | Dorset |  | 5310 | 1826429345
Woolgoolga, New South Wales, Australia | Woolgoolga | Woolgoolga | -30.115 | 153.2011 | Australia | AU | AUS | New South Wales |  | 5290 | 1036143859
Woolton, Liverpool, United Kingdom | Woolton | Woolton | 53.374 | -2.865 | United Kingdom | GB | GBR | Liverpool |  | 12921 | 1826782144
Woolwich, Greenwich, United Kingdom | Woolwich | Woolwich | 51.488 | 0.063 | United Kingdom | GB | GBR | Greenwich |  | 84959 | 1826479020
Woolwich, Ontario, Canada | Woolwich | Woolwich | 43.5667 | -80.4833 | Canada | CA | CAN | Ontario |  | 25006 | 1124000096
Woolwich, New Jersey, United States | Woolwich | Woolwich | 39.74 | -75.317 | United States | US | USA | New Jersey |  | 12381 | 1840081674
Woomera, South Australia, Australia | Woomera | Woomera | -31.1496 | 136.8 | Australia | AU | AUS | South Australia |  | 450 | 1036392822
Woonsocket, Rhode Island, United States | Woonsocket | Woonsocket | 42.001 | -71.4993 | United States | US | USA | Rhode Island |  | 41751 | 1840003290
Wooster, Ohio, United States | Wooster | Wooster | 40.8171 | -81.9335 | United States | US | USA | Ohio |  | 30750 | 1840000961
Wootton, Northamptonshire, United Kingdom | Wootton | Wootton | 52.2007 | -0.8857 | United Kingdom | GB | GBR | Northamptonshire |  | 11180 | 1826816584
Worcester, Massachusetts, United States | Worcester | Worcester | 42.2705 | -71.8079 | United States | US | USA | Massachusetts |  | 498328 | 1840000434
Worcester, Worcestershire, United Kingdom | Worcester | Worcester | 52.192 | -2.22 | United Kingdom | GB | GBR | Worcestershire |  | 101328 | 1826393854
Worcester, Western Cape, South Africa | Worcester | Worcester | -33.645 | 19.4436 | South Africa | ZA | ZAF | Western Cape |  | 97098 | 1710498245
Worcester, Pennsylvania, United States | Worcester | Worcester | 40.1899 | -75.3522 | United States | US | USA | Pennsylvania |  | 10374 | 1840035368
Worcester Park, Sutton, United Kingdom | Worcester Park | Worcester Park | 51.3752 | -0.239 | United Kingdom | GB | GBR | Sutton |  | 16031 | 1826854793
Wordsley, Dudley, United Kingdom | Wordsley | Wordsley | 52.483 | -2.15 | United Kingdom | GB | GBR | Dudley |  | 12582 | 1826751704
Wörgl, Tirol, Austria | Wörgl | Worgl | 47.4831 | 12.0664 | Austria | AT | AUT | Tirol |  | 13811 | 1040228921
Workington, Cumbria, United Kingdom | Workington | Workington | 54.6365 | -3.5549 | United Kingdom | GB | GBR | Cumbria |  | 25207 | 1826107196
Worksop, Nottinghamshire, United Kingdom | Worksop | Worksop | 53.3042 | -1.1244 | United Kingdom | GB | GBR | Nottinghamshire |  | 41820 | 1826731609
Worland, Wyoming, United States | Worland | Worland | 44.0026 | -107.9543 | United States | US | USA | Wyoming |  | 5003 | 1840021266
World Golf Village, Florida, United States | World Golf Village | World Golf Village | 29.9653 | -81.4898 | United States | US | USA | Florida |  | 16538 | 1840039162
Worms, Rhineland-Palatinate, Germany | Worms | Worms | 49.6319 | 8.3653 | Germany | DE | DEU | Rhineland-Palatinate | minor | 83330 | 1276944683
Worplesdon, Surrey, United Kingdom | Worplesdon | Worplesdon | 51.272 | -0.612 | United Kingdom | GB | GBR | Surrey |  | 8529 | 1826340455
Worragee, New South Wales, Australia | Worragee | Worragee | -34.9144 | 150.6386 | Australia | AU | AUS | New South Wales |  | 5068 | 1036339460
Wörrstadt, Rhineland-Palatinate, Germany | Wörrstadt | Worrstadt | 49.8431 | 8.1156 | Germany | DE | DEU | Rhineland-Palatinate |  | 8027 | 1276807960
Worsborough, Barnsley, United Kingdom | Worsborough | Worsborough | 53.52 | -1.47 | United Kingdom | GB | GBR | Barnsley |  | 9516 | 1826794690
Worsley, Salford, United Kingdom | Worsley | Worsley | 53.5093 | -2.3845 | United Kingdom | GB | GBR | Salford |  | 10090 | 1826999294
Worth, Illinois, United States | Worth | Worth | 41.6877 | -87.7916 | United States | US | USA | Illinois |  | 10466 | 1840011318
Worth, West Sussex, United Kingdom | Worth | Worth | 51.113 | -0.147 | United Kingdom | GB | GBR | West Sussex |  | 9888 | 1826978438
Wörth am Rhein, Rhineland-Palatinate, Germany | Wörth am Rhein | Worth am Rhein | 49.0517 | 8.2603 | Germany | DE | DEU | Rhineland-Palatinate |  | 18123 | 1276803392
Worthing, West Sussex, United Kingdom | Worthing | Worthing | 50.8147 | -0.3714 | United Kingdom | GB | GBR | West Sussex |  | 183000 | 1826936965
Worthington, Ohio, United States | Worthington | Worthington | 40.0949 | -83.021 | United States | US | USA | Ohio |  | 14692 | 1840010522
Worthington, Minnesota, United States | Worthington | Worthington | 43.6281 | -95.599 | United States | US | USA | Minnesota |  | 12947 | 1840010036
Wote, Makueni, Kenya | Wote | Wote | -1.7808 | 37.6288 | Kenya | KE | KEN | Makueni | admin |  | 1404304549
Wotton-under-Edge, Gloucestershire, United Kingdom | Wotton-under-Edge | Wotton-under-Edge | 51.638 | -2.349 | United Kingdom | GB | GBR | Gloucestershire |  | 5627 | 1826917340
Wrecsam, Wrexham, United Kingdom | Wrecsam | Wrecsam | 53.046 | -2.993 | United Kingdom | GB | GBR | Wrexham |  | 65692 | 1826879983
Wrentham, Massachusetts, United States | Wrentham | Wrentham | 42.0513 | -71.3552 | United States | US | USA | Massachusetts |  | 11734 | 1840053562
Wriezen, Brandenburg, Germany | Wriezen | Wriezen | 52.7167 | 14.1331 | Germany | DE | DEU | Brandenburg |  | 7254 | 1276665818
Wright, Florida, United States | Wright | Wright | 30.4445 | -86.6419 | United States | US | USA | Florida |  | 22991 | 1840013921
Wright, Pennsylvania, United States | Wright | Wright | 41.1211 | -75.9046 | United States | US | USA | Pennsylvania |  | 5633 | 1840146475
Wrightsboro, North Carolina, United States | Wrightsboro | Wrightsboro | 34.2895 | -77.9217 | United States | US | USA | North Carolina |  | 5233 | 1840013630
Wrightsville, Georgia, United States | Wrightsville | Wrightsville | 32.7265 | -82.7197 | United States | US | USA | Georgia |  | 5688 | 1840015789
Writtle, Essex, United Kingdom | Writtle | Writtle | 51.729 | 0.427 | United Kingdom | GB | GBR | Essex |  | 5383 | 1826904412
Wrocław, Dolnośląskie, Poland | Wrocław | Wroclaw | 51.1077 | 17.0353 | Poland | PL | POL | Dolnośląskie | admin | 638586 | 1616108520
Wroughton, Swindon, United Kingdom | Wroughton | Wroughton | 51.525 | -1.792 | United Kingdom | GB | GBR | Swindon |  | 8033 | 1826171684
Wschowa, Lubuskie, Poland | Wschowa | Wschowa | 51.8 | 16.3 | Poland | PL | POL | Lubuskie | minor | 14607 | 1616415919
Wu’an, Hebei, China | Wu’an | Wu'an | 36.6941 | 114.1847 | China | CN | CHN | Hebei |  | 819000 | 1156729960
Wuchuan, Guangdong, China | Wuchuan | Wuchuan | 21.4571 | 110.7659 | China | CN | CHN | Guangdong |  | 927275 | 1156198103
Wudalianchi, Heilongjiang, China | Wudalianchi | Wudalianchi | 48.6433 | 126.1408 | China | CN | CHN | Heilongjiang |  | 360000 | 1156059331
Wugang, Hunan, China | Wugang | Wugang | 26.7345 | 110.6293 | China | CN | CHN | Hunan |  | 734870 | 1156089788
Wuhai, Inner Mongolia, China | Wuhai | Wuhai | 39.6708 | 106.8114 | China | CN | CHN | Inner Mongolia | minor | 477000 | 1156575615
Wuhan, Hubei, China | Wuhan | Wuhan | 30.5872 | 114.2881 | China | CN | CHN | Hubei | admin | 8962000 | 1156117184
Wuhu, Anhui, China | Wuhu | Wuhu | 31.334 | 118.3622 | China | CN | CHN | Anhui | minor | 3842100 | 1156315512
Wujiaqu, Xinjiang, China | Wujiaqu | Wujiaqu | 44.2 | 87.55 | China | CN | CHN | Xinjiang |  | 96436 | 1156881466
Wukari, Taraba, Nigeria | Wukari | Wukari | 7.8704 | 9.78 | Nigeria | NG | NGA | Taraba | minor | 92933 | 1566025302
Wülfrath, North Rhine-Westphalia, Germany | Wülfrath | Wulfrath | 51.2833 | 7.0333 | Germany | DE | DEU | North Rhine-Westphalia |  | 21035 | 1276377418
Wum, North-West, Cameroon | Wum | Wum | 6.3833 | 10.0667 | Cameroon | CM | CMR | North-West |  | 68836 | 1120557987
Wünnenberg, North Rhine-Westphalia, Germany | Wünnenberg | Wunnenberg | 51.5167 | 8.7 | Germany | DE | DEU | North Rhine-Westphalia |  | 12177 | 1276918694
Wunsiedel, Bavaria, Germany | Wunsiedel | Wunsiedel | 50.0374 | 11.9994 | Germany | DE | DEU | Bavaria | minor | 9259 | 1276110549
Wunstorf, Lower Saxony, Germany | Wunstorf | Wunstorf | 52.4238 | 9.4359 | Germany | DE | DEU | Lower Saxony |  | 41594 | 1276079483
Wuppertal, North Rhine-Westphalia, Germany | Wuppertal | Wuppertal | 51.2667 | 7.1833 | Germany | DE | DEU | North Rhine-Westphalia | minor | 354382 | 1276004611
Würselen, North Rhine-Westphalia, Germany | Würselen | Wurselen | 50.8247 | 6.1275 | Germany | DE | DEU | North Rhine-Westphalia |  | 38712 | 1276620771
Würzburg, Bavaria, Germany | Würzburg | Wurzburg | 49.7944 | 9.9294 | Germany | DE | DEU | Bavaria | minor | 127880 | 1276233514
Wurzen, Saxony, Germany | Wurzen | Wurzen | 51.3667 | 12.7167 | Germany | DE | DEU | Saxony |  | 16154 | 1276002805
Wusong, Anhui, China | Wusong | Wusong | 30.9333 | 117.7667 | China | CN | CHN | Anhui | minor | 720000 | 1156264408
Wutong, Zhejiang, China | Wutong | Wutong | 30.6326 | 120.5474 | China | CN | CHN | Zhejiang | minor | 815848 | 1156182309
Wuwei, Gansu, China | Wuwei | Wuwei | 37.9278 | 102.6329 | China | CN | CHN | Gansu | minor | 1890000 | 1156760291
Wuxi, Jiangsu, China | Wuxi | Wuxi | 31.5667 | 120.2833 | China | CN | CHN | Jiangsu | minor | 4580000 | 1156019650
Wuxue, Hubei, China | Wuxue | Wuxue | 29.8518 | 115.5539 | China | CN | CHN | Hubei | minor | 644247 | 1156027100
Wuyishan, Fujian, China | Wuyishan | Wuyishan | 27.7562 | 118.0267 | China | CN | CHN | Fujian | minor | 238000 | 1156519625
Wuyuan, Inner Mongolia, China | Wuyuan | Wuyuan | 41.0896 | 108.2722 | China | CN | CHN | Inner Mongolia |  | 30057 | 1156146594
Wuzhong, Ningxia, China | Wuzhong | Wuzhong | 37.9874 | 106.1919 | China | CN | CHN | Ningxia | minor | 1284000 | 1156139322
Wuzhou, Guangxi, China | Wuzhou | Wuzhou | 23.4833 | 111.3167 | China | CN | CHN | Guangxi | minor | 2882200 | 1156620133
Wyandanch, New York, United States | Wyandanch | Wyandanch | 40.7467 | -73.3769 | United States | US | USA | New York |  | 11612 | 1840005115
Wyandotte, Michigan, United States | Wyandotte | Wyandotte | 42.2113 | -83.1558 | United States | US | USA | Michigan |  | 24859 | 1840001849
Wyckoff, New Jersey, United States | Wyckoff | Wyckoff | 40.9989 | -74.1676 | United States | US | USA | New Jersey |  | 17047 | 1840081803
Wyke, Bradford, United Kingdom | Wyke | Wyke | 53.7369 | -1.77 | United Kingdom | GB | GBR | Bradford |  | 14950 | 1826505143
Wyke Regis, Dorset, United Kingdom | Wyke Regis | Wyke Regis | 50.592 | -2.475 | United Kingdom | GB | GBR | Dorset |  | 5458 | 1826158829
Wylie, Texas, United States | Wylie | Wylie | 33.0362 | -96.5161 | United States | US | USA | Texas |  | 53067 | 1840022018
Wymondham, Norfolk, United Kingdom | Wymondham | Wymondham | 52.57 | 1.116 | United Kingdom | GB | GBR | Norfolk |  | 14405 | 1826379714
Wyndham, Virginia, United States | Wyndham | Wyndham | 37.6924 | -77.6123 | United States | US | USA | Virginia |  | 10151 | 1840006396
Wyndham, Western Australia, Australia | Wyndham | Wyndham | -15.4825 | 128.123 | Australia | AU | AUS | Western Australia |  | 780 | 1036474435
Wyndmoor, Pennsylvania, United States | Wyndmoor | Wyndmoor | 40.0856 | -75.1941 | United States | US | USA | Pennsylvania |  | 5795 | 1840035271
Wynne, Arkansas, United States | Wynne | Wynne | 35.2322 | -90.7894 | United States | US | USA | Arkansas |  | 7152 | 1840015443
Wynyard, Tasmania, Australia | Wynyard | Wynyard | -41 | 145.7167 | Australia | AU | AUS | Tasmania |  | 6001 | 1036260821
Wyoming, Michigan, United States | Wyoming | Wyoming | 42.8909 | -85.7066 | United States | US | USA | Michigan |  | 75667 | 1840000374
Wyoming, Ohio, United States | Wyoming | Wyoming | 39.2297 | -84.4816 | United States | US | USA | Ohio |  | 8562 | 1840001619
Wyoming, Minnesota, United States | Wyoming | Wyoming | 45.3365 | -92.9766 | United States | US | USA | Minnesota |  | 8066 | 1840009992
Wyomissing, Pennsylvania, United States | Wyomissing | Wyomissing | 40.3317 | -75.9703 | United States | US | USA | Pennsylvania |  | 10635 | 1840001196
Wythenshawe, Manchester, United Kingdom | Wythenshawe | Wythenshawe | 53.392 | -2.264 | United Kingdom | GB | GBR | Manchester |  | 110000 | 1826781713
Wytheville, Virginia, United States | Wytheville | Wytheville | 36.953 | -81.0881 | United States | US | USA | Virginia |  | 6956 | 1840006504
Xaçmaz, Xaçmaz, Azerbaijan | Xaçmaz | Xacmaz | 41.4681 | 48.8028 | Azerbaijan | AZ | AZE | Xaçmaz | admin | 39900 | 1031335433
Xagħra, Xagħra, Malta | Xagħra | Xaghra | 36.05 | 14.2644 | Malta | MT | MLT | Xagħra | admin |  | 1470781874
Xai, Oudômxai, Laos | Xai | Xai | 20.6922 | 101.9847 | Laos | LA | LAO | Oudômxai | admin |  | 1418805827
Xaignabouli, Xaignabouli, Laos | Xaignabouli | Xaignabouli | 19.2576 | 101.7103 | Laos | LA | LAO | Xaignabouli | admin | 16200 | 1418760593
Xai-Xai, Gaza, Mozambique | Xai-Xai | Xai-Xai | -25.05 | 33.65 | Mozambique | MZ | MOZ | Gaza | admin | 116343 | 1508689070
Xalapa, Veracruz, Mexico | Xalapa | Xalapa | 19.54 | -96.9275 | Mexico | MX | MEX | Veracruz | admin | 525147 | 1484334948
Xalatlaco, México, Mexico | Xalatlaco | Xalatlaco | 19.1811 | -99.4164 | Mexico | MX | MEX | México | minor | 26865 | 1484277337
Xalisco, Nayarit, Mexico | Xalisco | Xalisco | 21.4481 | -104.9 | Mexico | MX | MEX | Nayarit | minor | 21899 | 1484321343
Xam Nua, Houaphan, Laos | Xam Nua | Xam Nua | 20.4133 | 104.048 | Laos | LA | LAO | Houaphan | admin | 38992 | 1418975079
Xangongo, Cunene, Angola | Xangongo | Xangongo | -16.7467 | 14.9747 | Angola | AO | AGO | Cunene |  | 447 | 1024323582
Xankəndi, Xankəndi, Azerbaijan | Xankəndi | Xankandi | 39.8153 | 46.7519 | Azerbaijan | AZ | AZE | Xankəndi |  | 49848 | 1031053512
Xanten, North Rhine-Westphalia, Germany | Xanten | Xanten | 51.6622 | 6.4539 | Germany | DE | DEU | North Rhine-Westphalia |  | 21690 | 1276917094
Xánthi, Anatolikí Makedonía kai Thráki, Greece | Xánthi | Xanthi | 41.1333 | 24.8833 | Greece | GR | GRC | Anatolikí Makedonía kai Thráki | minor | 56122 | 1300051191
Xavantes, São Paulo, Brazil | Xavantes | Xavantes | -23.0389 | -49.7094 | Brazil | BR | BRA | São Paulo |  | 12484 | 1076632906
X-Cán, Yucatán, Mexico | X-Cán | X-Can | 20.8583 | -87.6681 | Mexico | MX | MEX | Yucatán |  | 5191 | 1484190103
Xékong, Xékong, Laos | Xékong | Xekong | 15.3503 | 106.7286 | Laos | LA | LAO | Xékong | admin |  | 1418000082
Xenia, Ohio, United States | Xenia | Xenia | 39.6828 | -83.9414 | United States | US | USA | Ohio |  | 26947 | 1840003790
Xewkija, Xewkija, Malta | Xewkija | Xewkija | 36.0328 | 14.2581 | Malta | MT | MLT | Xewkija | admin |  | 1470040289
Xgħajra, Xgħajra, Malta | Xgħajra | Xghajra | 35.8856 | 14.5475 | Malta | MT | MLT | Xgħajra | admin |  | 1470535936
Xi’an, Shaanxi, China | Xi’an | Xi'an | 34.2667 | 108.9 | China | CN | CHN | Shaanxi | admin | 7135000 | 1156244079
Xiamen, Fujian, China | Xiamen | Xiamen | 24.4797 | 118.0819 | China | CN | CHN | Fujian | minor | 4110000 | 1156212809
Xiangkhoang, Xiangkhouang, Laos | Xiangkhoang | Xiangkhoang | 19.3337 | 103.3666 | Laos | LA | LAO | Xiangkhouang |  | 5189 | 1418829021
Xiangtan, Hunan, China | Xiangtan | Xiangtan | 27.8431 | 112.9228 | China | CN | CHN | Hunan |  | 2748552 | 1156195684
Xiangxiang, Hunan, China | Xiangxiang | Xiangxiang | 27.7389 | 112.5223 | China | CN | CHN | Hunan |  | 787216 | 1156524101
Xiangyang, Hubei, China | Xiangyang | Xiangyang | 32.0654 | 112.1531 | China | CN | CHN | Hubei | minor | 5844000 | 1156107325
Xiantao, Hubei, China | Xiantao | Xiantao | 30.3833 | 113.4 | China | CN | CHN | Hubei |  | 1175085 | 1156216927
Xianyang, Shaanxi, China | Xianyang | Xianyang | 34.35 | 108.7167 | China | CN | CHN | Shaanxi | minor | 5040000 | 1156120117
Xiaoganzhan, Hubei, China | Xiaoganzhan | Xiaoganzhan | 30.9273 | 113.911 | China | CN | CHN | Hubei |  | 4665000 | 1156002290
Xiaoxita, Hubei, China | Xiaoxita | Xiaoxita | 30.7083 | 111.2803 | China | CN | CHN | Hubei | minor | 4115000 | 1156764447
Xiaoyi, Shanxi, China | Xiaoyi | Xiaoyi | 37.1449 | 111.7718 | China | CN | CHN | Shanxi |  | 468770 | 1156910270
Xiashi, Zhejiang, China | Xiashi | Xiashi | 30.5333 | 120.6833 | China | CN | CHN | Zhejiang | minor | 806966 | 1156080077
Xibeijie, Gansu, China | Xibeijie | Xibeijie | 39.737 | 98.5049 | China | CN | CHN | Gansu | minor | 977600 | 1156960560
Xichang, Sichuan, China | Xichang | Xichang | 27.8983 | 102.2706 | China | CN | CHN | Sichuan | minor | 712434 | 1156116456
Xicheng, Yunnan, China | Xicheng | Xicheng | 23.3629 | 103.1545 | China | CN | CHN | Yunnan | minor | 459781 | 1156161838
Xichú, Guanajuato, Mexico | Xichú | Xichu | 21.2997 | -100.0553 | Mexico | MX | MEX | Guanajuato | minor | 11323 | 1484008759
Xico, Veracruz, Mexico | Xico | Xico | 19.417 | -97 | Mexico | MX | MEX | Veracruz | minor | 38198 | 1484011085
Xicoténcatl, Tamaulipas, Mexico | Xicoténcatl | Xicotencatl | 22.9958 | -98.9447 | Mexico | MX | MEX | Tamaulipas | minor | 9593 | 1484154416
Xigazê, Tibet, China | Xigazê | Xigaze | 29.2649 | 88.8799 | China | CN | CHN | Tibet | minor | 679771 | 1156107208
Ximeicun, Fujian, China | Ximeicun | Ximeicun | 24.9633 | 118.3811 | China | CN | CHN | Fujian |  | 1508000 | 1156173813
Xin’an, Jiangsu, China | Xin’an | Xin'an | 34.3662 | 118.3369 | China | CN | CHN | Jiangsu |  | 920628 | 1156236053
Xindi, Hubei, China | Xindi | Xindi | 29.8182 | 113.4653 | China | CN | CHN | Hubei |  | 819446 | 1156263165
Xingcheng, Guangdong, China | Xingcheng | Xingcheng | 24.1681 | 115.6669 | China | CN | CHN | Guangdong | minor | 993000 | 1156913008
Xingcheng, Liaoning, China | Xingcheng | Xingcheng | 40.6189 | 120.7205 | China | CN | CHN | Liaoning |  | 546176 | 1156705922
Xingren, Guizhou, China | Xingren | Xingren | 25.4352 | 105.1907 | China | CN | CHN | Guizhou |  | 417919 | 1156533633
Xingtai, Hebei, China | Xingtai | Xingtai | 37.0659 | 114.4753 | China | CN | CHN | Hebei |  | 611739 | 1156294952
Xinguara, Pará, Brazil | Xinguara | Xinguara | -7.1006 | -49.948 | Brazil | BR | BRA | Pará |  | 4047 | 1076290442
Xingyi, Guizhou, China | Xingyi | Xingyi | 25.091 | 104.9011 | China | CN | CHN | Guizhou |  | 783120 | 1156255316
Xinhualu, Henan, China | Xinhualu | Xinhualu | 34.3962 | 113.7249 | China | CN | CHN | Henan | minor | 758079 | 1156544851
Xining, Qinghai, China | Xining | Xining | 36.6239 | 101.7787 | China | CN | CHN | Qinghai | admin | 2154000 | 1156081448
Xinji, Hebei, China | Xinji | Xinji | 37.9423 | 115.2118 | China | CN | CHN | Hebei |  | 615919 | 1156456552
Xinmin, Liaoning, China | Xinmin | Xinmin | 41.9952 | 122.8224 | China | CN | CHN | Liaoning |  | 680000 | 1156368551
Xinpu, Jiangsu, China | Xinpu | Xinpu | 34.5906 | 119.1801 | China | CN | CHN | Jiangsu | minor | 4790000 | 1156035381
Xinqing, Heilongjiang, China | Xinqing | Xinqing | 48.2363 | 129.5059 | China | CN | CHN | Heilongjiang |  | 55415 | 1156618293
Xinshi, Hubei, China | Xinshi | Xinshi | 31.0236 | 113.1079 | China | CN | CHN | Hubei | minor | 636776 | 1156422214
Xintai, Shandong, China | Xintai | Xintai | 35.91 | 117.78 | China | CN | CHN | Shandong |  | 1315942 | 1156761230
Xinxing, Liaoning, China | Xinxing | Xinxing | 39.8734 | 124.1453 | China | CN | CHN | Liaoning | minor | 627475 | 1156258586
Xinxing, Heilongjiang, China | Xinxing | Xinxing | 47.1601 | 123.8 | China | CN | CHN | Heilongjiang | minor | 24317 | 1156085832
Xinyang, Henan, China | Xinyang | Xinyang | 32.1264 | 114.0672 | China | CN | CHN | Henan |  | 6634000 | 1156273453
Xinyi, Guangdong, China | Xinyi | Xinyi | 22.3559 | 110.9369 | China | CN | CHN | Guangdong |  | 913708 | 1156936644
Xinyu, Jiangxi, China | Xinyu | Xinyu | 27.795 | 114.9242 | China | CN | CHN | Jiangxi | minor | 1186700 | 1156138735
Xinzhou, Shanxi, China | Xinzhou | Xinzhou | 38.4178 | 112.7233 | China | CN | CHN | Shanxi | minor | 3067501 | 1156617534
Xiping, Shanxi, China | Xiping | Xiping | 40.08 | 113.3 | China | CN | CHN | Shanxi | minor | 1873000 | 1156898522
Xiping, Yunnan, China | Xiping | Xiping | 25.6005 | 103.8166 | China | CN | CHN | Yunnan | minor | 652604 | 1156207794
Xique-Xique, Bahia, Brazil | Xique-Xique | Xique-Xique | -10.8229 | -42.7281 | Brazil | BR | BRA | Bahia |  | 35433 | 1076763009
Xırdalan, Abşeron, Azerbaijan | Xırdalan | Xirdalan | 40.4486 | 49.7564 | Azerbaijan | AZ | AZE | Abşeron | admin | 95200 | 1031145251
Xishan, Hunan, China | Xishan | Xishan | 27.6609 | 113.4946 | China | CN | CHN | Hunan | minor | 1060000 | 1156155575
Xiulin, Hubei, China | Xiulin | Xiulin | 29.7211 | 112.4037 | China | CN | CHN | Hubei |  | 577022 | 1156284109
Xiva, Xorazm, Uzbekistan | Xiva | Xiva | 41.3783 | 60.3639 | Uzbekistan | UZ | UZB | Xorazm | minor | 55568 | 1860013300
Xızı, Xızı, Azerbaijan | Xızı | Xizi | 40.9111 | 49.0694 | Azerbaijan | AZ | AZE | Xızı | admin |  | 1031409125
Xo‘jayli Shahri, Qoraqalpog‘iston, Uzbekistan | Xo‘jayli Shahri | Xo`jayli Shahri | 42.4047 | 59.4517 | Uzbekistan | UZ | UZB | Qoraqalpog‘iston | minor | 60401 | 1860783170
Xocalı, Xocalı, Azerbaijan | Xocalı | Xocali | 39.9111 | 46.7892 | Azerbaijan | AZ | AZE | Xocalı | admin | 1397 | 1031237556
Xocavənd, Xocavənd, Azerbaijan | Xocavənd | Xocavand | 39.795 | 47.1117 | Azerbaijan | AZ | AZE | Xocavənd | admin |  | 1031454735
Xochiatipan de Castillo, Hidalgo, Mexico | Xochiatipan de Castillo | Xochiatipan de Castillo | 20.8333 | -98.285 | Mexico | MX | MEX | Hidalgo |  | 18157 | 1484688256
Xochicoatlán, Hidalgo, Mexico | Xochicoatlán | Xochicoatlan | 20.7767 | -98.68 | Mexico | MX | MEX | Hidalgo |  | 6954 | 1484144977
Xochistlahuaca, Guerrero, Mexico | Xochistlahuaca | Xochistlahuaca | 16.7914 | -98.2419 | Mexico | MX | MEX | Guerrero | minor | 28089 | 1484003499
Xonobod, Andijon, Uzbekistan | Xonobod | Xonobod | 40.8127 | 72.9731 | Uzbekistan | UZ | UZB | Andijon |  | 35181 | 1860608604
Xoxocotla, Morelos, Mexico | Xoxocotla | Xoxocotla | 18.685 | -99.2439 | Mexico | MX | MEX | Morelos |  | 21074 | 1484012470
Xuanzhou, Anhui, China | Xuanzhou | Xuanzhou | 30.9475 | 118.7518 | China | CN | CHN | Anhui |  | 2580000 | 1156424311
Xudat, Xaçmaz, Azerbaijan | Xudat | Xudat | 41.6339 | 48.6772 | Azerbaijan | AZ | AZE | Xaçmaz |  | 10894 | 1031218803
Xuddur, Bakool, Somalia | Xuddur | Xuddur | 4.12 | 43.8878 | Somalia | SO | SOM | Bakool | admin | 1639 | 1706568226
Xushan, Zhejiang, China | Xushan | Xushan | 30.1697 | 121.2665 | China | CN | CHN | Zhejiang | minor | 1502000 | 1156046916
Xylókastro, Peloponnísos, Greece | Xylókastro | Xylokastro | 38.0667 | 22.6333 | Greece | GR | GRC | Peloponnísos | minor | 5500 | 1300956672
Yabrūd, Rīf Dimashq, Syria | Yabrūd | Yabrud | 33.9672 | 36.6572 | Syria | SY | SYR | Rīf Dimashq | minor | 47136 | 1760885103
Yabu, Hyōgo, Japan | Yabu | Yabu | 35.4047 | 134.7675 | Japan | JP | JPN | Hyōgo |  | 22358 | 1392817826
Yabucoa, Puerto Rico, Puerto Rico | Yabucoa | Yabucoa | 18.0469 | -65.8792 | Puerto Rico | PR | PRI | Puerto Rico |  | 6829 | 1630023682
Yabuki, Fukushima, Japan | Yabuki | Yabuki | 37.2011 | 140.3386 | Japan | JP | JPN | Fukushima |  | 16969 | 1392633195
Yachimata, Chiba, Japan | Yachimata | Yachimata | 35.6658 | 140.3183 | Japan | JP | JPN | Chiba |  | 67522 | 1392651190
Yachiyo, Chiba, Japan | Yachiyo | Yachiyo | 35.7225 | 140.0997 | Japan | JP | JPN | Chiba |  | 197792 | 1392929073
Yacimiento Río Turbio, Santa Cruz, Argentina | Yacimiento Río Turbio | Yacimiento Rio Turbio | -51.5333 | -72.3 | Argentina | AR | ARG | Santa Cruz |  | 8814 | 1032704902
Yacuiba, Tarija, Bolivia | Yacuiba | Yacuiba | -22.0139 | -63.6778 | Bolivia | BO | BOL | Tarija |  | 97296 | 1068671079
Yadrin, Chuvashiya, Russia | Yadrin | Yadrin | 55.95 | 46.2 | Russia | RU | RUS | Chuvashiya |  | 8387 | 1643161672
Yafran, Al Jabal al Gharbī, Libya | Yafran | Yafran | 32.0628 | 12.5267 | Libya | LY | LBY | Al Jabal al Gharbī |  | 72662 | 1434967497
Yaguachi Nuevo, Guayas, Ecuador | Yaguachi Nuevo | Yaguachi Nuevo | -2.12 | -79.69 | Ecuador | EC | ECU | Guayas |  | 17806 | 1218680506
Yaguarón, Paraguarí, Paraguay | Yaguarón | Yaguaron | -25.5621 | -57.284 | Paraguay | PY | PRY | Paraguarí |  | 32000 | 1600386044
Yahotyn, Kyyivs’ka Oblast’, Ukraine | Yahotyn | Yahotyn | 50.2569 | 31.7817 | Ukraine | UA | UKR | Kyyivs’ka Oblast’ | minor | 19613 | 1804447594
Yahualica, Hidalgo, Mexico | Yahualica | Yahualica | 20.9531 | -98.38 | Mexico | MX | MEX | Hidalgo |  | 22228 | 1484980764
Yaita, Tochigi, Japan | Yaita | Yaita | 36.8067 | 139.9242 | Japan | JP | JPN | Tochigi |  | 31617 | 1392031620
Yaizu, Shizuoka, Japan | Yaizu | Yaizu | 34.8667 | 138.3167 | Japan | JP | JPN | Shizuoka |  | 136807 | 1392569740
Yakacık, Hatay, Turkey | Yakacık | Yakacik | 36.75 | 36.2167 | Turkey | TR | TUR | Hatay | minor | 41409 | 1792903398
Yakage, Okayama, Japan | Yakage | Yakage | 34.6278 | 133.5872 | Japan | JP | JPN | Okayama |  | 13549 | 1392939800
Yakeshi, Inner Mongolia, China | Yakeshi | Yakeshi | 49.2842 | 120.7283 | China | CN | CHN | Inner Mongolia | minor | 352173 | 1156666223
Yakhroma, Moskovskaya Oblast’, Russia | Yakhroma | Yakhroma | 56.2833 | 37.4833 | Russia | RU | RUS | Moskovskaya Oblast’ |  | 14275 | 1643220847
Yakima, Washington, United States | Yakima | Yakima | 46.5923 | -120.5496 | United States | US | USA | Washington |  | 133191 | 1840021154
Yako, Nord, Burkina Faso | Yako | Yako | 12.954 | -2.263 | Burkina Faso | BF | BFA | Nord | minor | 22904 | 1854815200
Yakoruda, Blagoevgrad, Bulgaria | Yakoruda | Yakoruda | 42.0183 | 23.6697 | Bulgaria | BG | BGR | Blagoevgrad |  | 5813 | 1100407647
Yakossi, Mbomou, Central African Republic | Yakossi | Yakossi | 5.617 | 23.3167 | Central African Republic | CF | CAF | Mbomou |  | 500 | 1140246753
Yakou, Henan, China | Yakou | Yakou | 33.2937 | 113.5203 | China | CN | CHN | Henan | minor | 313828 | 1156326854
Yakutsk, Sakha (Yakutiya), Russia | Yakutsk | Yakutsk | 62.0272 | 129.7319 | Russia | RU | RUS | Sakha (Yakutiya) | admin | 307911 | 1643163546
Yala, Yala, Thailand | Yala | Yala | 6.5397 | 101.2811 | Thailand | TH | THA | Yala | admin | 61250 | 1764430323
Yalova, Yalova, Turkey | Yalova | Yalova | 40.6556 | 29.275 | Turkey | TR | TUR | Yalova | admin | 144407 | 1792838138
Yalta, Krym, Avtonomna Respublika, Ukraine | Yalta | Yalta | 44.4994 | 34.1553 | Ukraine | UA | UKR | Krym, Avtonomna Respublika |  | 79458 | 1804569428
Yalutorovsk, Tyumenskaya Oblast’, Russia | Yalutorovsk | Yalutorovsk | 56.65 | 66.3 | Russia | RU | RUS | Tyumenskaya Oblast’ |  | 39967 | 1643158086
Yamada, Iwate, Japan | Yamada | Yamada | 39.4675 | 141.9489 | Japan | JP | JPN | Iwate |  | 14691 | 1392896319
Yamaga, Kumamoto, Japan | Yamaga | Yamaga | 33.0167 | 130.6914 | Japan | JP | JPN | Kumamoto |  | 49783 | 1392023870
Yamagata, Yamagata, Japan | Yamagata | Yamagata | 38.25 | 140.3333 | Japan | JP | JPN | Yamagata | admin | 249327 | 1392300081
Yamagata, Gifu, Japan | Yamagata | Yamagata | 35.5061 | 136.7814 | Japan | JP | JPN | Gifu |  | 25919 | 1392860202
Yamaguchi, Yamaguchi, Japan | Yamaguchi | Yamaguchi | 34.1781 | 131.4739 | Japan | JP | JPN | Yamaguchi | admin | 194990 | 1392887215
Yamakita, Kanagawa, Japan | Yamakita | Yamakita | 35.3606 | 139.0839 | Japan | JP | JPN | Kanagawa |  | 9702 | 1392889256
Yamanobe, Yamagata, Japan | Yamanobe | Yamanobe | 38.2892 | 140.2625 | Japan | JP | JPN | Yamagata |  | 13840 | 1392439756
Yamazaki, Ōsaka, Japan | Yamazaki | Yamazaki | 34.9028 | 135.6886 | Japan | JP | JPN | Ōsaka |  | 15704 | 1392292420
Yamba, New South Wales, Australia | Yamba | Yamba | -29.4333 | 153.35 | Australia | AU | AUS | New South Wales |  | 6076 | 1036259324
Yambio, Western Equatoria, South Sudan | Yambio | Yambio | 4.5705 | 28.4163 | South Sudan | SS | SSD | Western Equatoria | admin | 40382 | 1728463035
Yambol, Yambol, Bulgaria | Yambol | Yambol | 42.4844 | 26.5086 | Bulgaria | BG | BGR | Yambol | admin | 84232 | 1100748067
Yamoussoukro, Yamoussoukro, Côte D’Ivoire | Yamoussoukro | Yamoussoukro | 6.8161 | -5.2742 | Côte D’Ivoire | CI | CIV | Yamoussoukro | primary | 355573 | 1384683557
Yan’an, Shaanxi, China | Yan’an | Yan'an | 36.5952 | 109.4863 | China | CN | CHN | Shaanxi |  | 2150000 | 1156546342
Yan’an Beilu, Xinjiang, China | Yan’an Beilu | Yan'an Beilu | 44.0222 | 87.2961 | China | CN | CHN | Xinjiang | minor | 426253 | 1156048097
Yanaul, Bashkortostan, Russia | Yanaul | Yanaul | 56.2667 | 54.9333 | Russia | RU | RUS | Bashkortostan |  | 25511 | 1643998426
Yanbu‘, Al Madīnah al Munawwarah, Saudi Arabia | Yanbu‘ | Yanbu` | 24.0943 | 38.0493 | Saudi Arabia | SA | SAU | Al Madīnah al Munawwarah |  | 267590 | 1682000044
Yancheng, Jiangsu, China | Yancheng | Yancheng | 33.3936 | 120.1339 | China | CN | CHN | Jiangsu | minor | 7260240 | 1156995410
Yanchep, Western Australia, Australia | Yanchep | Yanchep | -31.55 | 115.634 | Australia | AU | AUS | Western Australia |  | 8868 | 1036796651
Yangambi, Tshopo, Congo (Kinshasa) | Yangambi | Yangambi | 0.7675 | 24.4414 | Congo (Kinshasa) | CD | COD | Tshopo |  | 35531 | 1180077706
Yangchun, Guangdong, China | Yangchun | Yangchun | 22.1667 | 111.7833 | China | CN | CHN | Guangdong |  | 849504 | 1156787307
Yanggok, Gyeonggi, Korea, South | Yanggok | Yanggok | 37.6367 | 127.2142 | Korea, South | KR | KOR | Gyeonggi |  | 629061 | 1410188674
Yangirabot, Navoiy, Uzbekistan | Yangirabot | Yangirabot | 40.0333 | 65.9667 | Uzbekistan | UZ | UZB | Navoiy | minor | 11364 | 1860058903
Yangiyer, Sirdaryo, Uzbekistan | Yangiyer | Yangiyer | 40.2667 | 68.8167 | Uzbekistan | UZ | UZB | Sirdaryo |  | 28593 | 1860492176
Yangjiang, Guangdong, China | Yangjiang | Yangjiang | 21.8556 | 111.9627 | China | CN | CHN | Guangdong | minor | 2357000 | 1156123172
Yangmei, Taoyuan, Taiwan | Yangmei | Yangmei | 24.9167 | 121.15 | Taiwan | TW | TWN | Taoyuan |  | 175000 | 1158247880
Yangquan, Shanxi, China | Yangquan | Yangquan | 37.8576 | 113.5762 | China | CN | CHN | Shanxi | minor | 1300000 | 1156157844
Yangsan, Gyeongnam, Korea, South | Yangsan | Yangsan | 35.3386 | 129.0386 | Korea, South | KR | KOR | Gyeongnam | minor | 297532 | 1410795549
Yangshe, Jiangsu, China | Yangshe | Yangshe | 31.8775 | 120.5512 | China | CN | CHN | Jiangsu | minor | 1253100 | 1156203000
Yangzhou, Jiangsu, China | Yangzhou | Yangzhou | 32.3912 | 119.4363 | China | CN | CHN | Jiangsu |  | 4459000 | 1156818601
Yanji, Jilin, China | Yanji | Yanji | 42.9044 | 129.5067 | China | CN | CHN | Jilin |  | 513072 | 1156405468
Yanjiang, Sichuan, China | Yanjiang | Yanjiang | 30.1256 | 104.6397 | China | CN | CHN | Sichuan | minor | 4217000 | 1156217114
Yankton, South Dakota, United States | Yankton | Yankton | 42.8901 | -97.3926 | United States | US | USA | South Dakota |  | 14872 | 1840003058
Yanshi Chengguanzhen, Henan, China | Yanshi Chengguanzhen | Yanshi Chengguanzhen | 34.723 | 112.7796 | China | CN | CHN | Henan | minor | 666696 | 1156660138
Yantai, Shandong, China | Yantai | Yantai | 37.3997 | 121.2664 | China | CN | CHN | Shandong |  | 6516900 | 1156932948
Yany Kapu, Krym, Avtonomna Respublika, Ukraine | Yany Kapu | Yany Kapu | 45.9675 | 33.8003 | Ukraine | UA | UKR | Krym, Avtonomna Respublika | minor | 25769 | 1804718701
Yao, Nara, Japan | Yao | Yao | 34.6269 | 135.6008 | Japan | JP | JPN | Nara |  | 266386 | 1392943074
Yao, Batha, Chad | Yao | Yao | 12.8508 | 17.5608 | Chad | TD | TCD | Batha |  | 91507 | 1148655909
Yaotsu, Gifu, Japan | Yaotsu | Yaotsu | 35.4761 | 137.1417 | Japan | JP | JPN | Gifu |  | 10321 | 1392537302
Yaoundé, Centre, Cameroon | Yaoundé | Yaounde | 3.8578 | 11.5181 | Cameroon | CM | CMR | Centre | primary | 2440462 | 1120298240
Yaphank, New York, United States | Yaphank | Yaphank | 40.8323 | -72.9233 | United States | US | USA | New York |  | 6390 | 1840005116
Yara, Granma, Cuba | Yara | Yara | 20.2767 | -76.9469 | Cuba | CU | CUB | Granma | minor | 59415 | 1192644994
Yaransk, Kirovskaya Oblast’, Russia | Yaransk | Yaransk | 57.3033 | 47.8688 | Russia | RU | RUS | Kirovskaya Oblast’ |  | 15985 | 1643107810
Yardımlı, Yardımlı, Azerbaijan | Yardımlı | Yardimli | 38.9206 | 48.2372 | Azerbaijan | AZ | AZE | Yardımlı | admin |  | 1031745676
Yardville, New Jersey, United States | Yardville | Yardville | 40.1849 | -74.6603 | United States | US | USA | New Jersey |  | 7148 | 1840026523
Yaremche, Ivano-Frankivs’ka Oblast’, Ukraine | Yaremche | Yaremche | 48.4536 | 24.5564 | Ukraine | UA | UKR | Ivano-Frankivs’ka Oblast’ |  | 8094 | 1804382351
Yarīm, Ibb, Yemen | Yarīm | Yarim | 14.2978 | 44.3778 | Yemen | YE | YEM | Ibb | minor | 34805 | 1887851991
Yaritagua, Yaracuy, Venezuela | Yaritagua | Yaritagua | 10.08 | -69.1261 | Venezuela | VE | VEN | Yaracuy | minor | 140256 | 1862905123
Yarm, Stockton-on-Tees, United Kingdom | Yarm | Yarm | 54.505 | -1.348 | United Kingdom | GB | GBR | Stockton-on-Tees |  | 8384 | 1826345215
Yarmouth, Massachusetts, United States | Yarmouth | Yarmouth | 41.6767 | -70.2249 | United States | US | USA | Massachusetts |  | 23381 | 1840053508
Yarmouth, Maine, United States | Yarmouth | Yarmouth | 43.7978 | -70.1719 | United States | US | USA | Maine |  | 8501 | 1840053071
Yarmouth, Nova Scotia, Canada | Yarmouth | Yarmouth | 43.8361 | -66.1175 | Canada | CA | CAN | Nova Scotia |  | 6518 | 1124983867
Yarmouth Port, Massachusetts, United States | Yarmouth Port | Yarmouth Port | 41.71 | -70.2257 | United States | US | USA | Massachusetts |  | 5045 | 1840003248
Yaroslavl, Yaroslavskaya Oblast’, Russia | Yaroslavl | Yaroslavl | 57.6167 | 39.85 | Russia | RU | RUS | Yaroslavskaya Oblast’ | admin | 608079 | 1643338528
Yarrawonga, Victoria, Australia | Yarrawonga | Yarrawonga | -36.0167 | 146 | Australia | AU | AUS | Victoria |  | 7930 | 1036458763
Yartsevo, Smolenskaya Oblast’, Russia | Yartsevo | Yartsevo | 55.0667 | 32.6833 | Russia | RU | RUS | Smolenskaya Oblast’ |  | 44097 | 1643013101
Yarumal, Antioquia, Colombia | Yarumal | Yarumal | 7.0306 | -75.5905 | Colombia | CO | COL | Antioquia |  | 35315 | 1170196021
Yashiki, Kumamoto, Japan | Yashiki | Yashiki | 32.7914 | 130.8164 | Japan | JP | JPN | Kumamoto |  | 32218 | 1392971999
Yashima, Kumamoto, Japan | Yashima | Yashima | 32.74 | 130.7572 | Japan | JP | JPN | Kumamoto |  | 9371 | 1392284053
Yashio, Saitama, Japan | Yashio | Yashio | 35.8228 | 139.8392 | Japan | JP | JPN | Saitama |  | 92672 | 1392563124
Yasnogorsk, Tul’skaya Oblast’, Russia | Yasnogorsk | Yasnogorsk | 54.4794 | 37.6934 | Russia | RU | RUS | Tul’skaya Oblast’ |  | 15706 | 1643871801
Yasnyy, Orenburgskaya Oblast’, Russia | Yasnyy | Yasnyy | 51.0333 | 59.8667 | Russia | RU | RUS | Orenburgskaya Oblast’ |  | 15573 | 1643810405
Yasothon, Yasothon, Thailand | Yasothon | Yasothon | 15.7883 | 104.1506 | Thailand | TH | THA | Yasothon | admin | 20414 | 1764520637
Yass, New South Wales, Australia | Yass | Yass | -34.8203 | 148.9136 | Australia | AU | AUS | New South Wales |  | 6506 | 1036799517
Yasu, Shiga, Japan | Yasu | Yasu | 35.0675 | 136.0258 | Japan | JP | JPN | Shiga |  | 50432 | 1392205770
Yasugichō, Shimane, Japan | Yasugichō | Yasugicho | 35.4317 | 133.2508 | Japan | JP | JPN | Shimane |  | 37581 | 1392750514
Yāsūj, Kohgīlūyeh va Bowyer Aḩmad, Iran | Yāsūj | Yasuj | 30.6667 | 51.5833 | Iran | IR | IRN | Kohgīlūyeh va Bowyer Aḩmad | admin | 108505 | 1364652740
Yasynuvata, Donets’ka Oblast’, Ukraine | Yasynuvata | Yasynuvata | 48.1167 | 37.8333 | Ukraine | UA | UKR | Donets’ka Oblast’ | minor | 35303 | 1804948935
Yatağan, Muğla, Turkey | Yatağan | Yatagan | 37.3425 | 28.1393 | Turkey | TR | TUR | Muğla | minor | 44940 | 1792053956
Yate, South Gloucestershire, United Kingdom | Yate | Yate | 51.5402 | -2.411 | United Kingdom | GB | GBR | South Gloucestershire |  | 27603 | 1826350658
Yato, Kanagawa, Japan | Yato | Yato | 35.4693 | 139.4616 | Japan | JP | JPN | Kanagawa |  | 237445 | 1392469032
Yatou, Shandong, China | Yatou | Yatou | 37.1653 | 122.4867 | China | CN | CHN | Shandong | minor | 670251 | 1156009046
Yatton, North Somerset, United Kingdom | Yatton | Yatton | 51.3855 | -2.8256 | United Kingdom | GB | GBR | North Somerset |  | 7552 | 1826709629
Yauco, Puerto Rico, Puerto Rico | Yauco | Yauco | 18.0344 | -66.8615 | Puerto Rico | PR | PRI | Puerto Rico |  | 16802 | 1630035600
Yaupi, Morona-Santiago, Ecuador | Yaupi | Yaupi | -2.8543 | -77.9363 | Ecuador | EC | ECU | Morona-Santiago |  | 293 | 1218516951
Yavatmāl, Mahārāshtra, India | Yavatmāl | Yavatmal | 20.4 | 78.1333 | India | IN | IND | Mahārāshtra |  | 132000 | 1356201218
Yavoriv, L’vivs’ka Oblast’, Ukraine | Yavoriv | Yavoriv | 49.9469 | 23.3931 | Ukraine | UA | UKR | L’vivs’ka Oblast’ | minor | 13057 | 1804586607
Yawatahama-shi, Ehime, Japan | Yawatahama-shi | Yawatahama-shi | 33.4631 | 132.4233 | Japan | JP | JPN | Ehime | minor | 32238 | 1392674556
Yawata-shimizui, Kyōto, Japan | Yawata-shimizui | Yawata-shimizui | 34.8756 | 135.7078 | Japan | JP | JPN | Kyōto |  | 70931 | 1392797096
Yaxley, Cambridgeshire, United Kingdom | Yaxley | Yaxley | 52.52 | -0.26 | United Kingdom | GB | GBR | Cambridgeshire |  | 9174 | 1826156250
Yayladağı, Hatay, Turkey | Yayladağı | Yayladagi | 35.9025 | 36.0603 | Turkey | TR | TUR | Hatay | minor | 35460 | 1792355233
Yaypan, Farg‘ona, Uzbekistan | Yaypan | Yaypan | 40.3758 | 70.8156 | Uzbekistan | UZ | UZB | Farg‘ona | minor | 15984 | 1860703672
Yazd, Yazd, Iran | Yazd | Yazd | 31.8972 | 54.3678 | Iran | IR | IRN | Yazd | admin | 486152 | 1364429875
Yazoo City, Mississippi, United States | Yazoo City | Yazoo City | 32.8618 | -90.4067 | United States | US | USA | Mississippi |  | 14817 | 1840015766
Ybbs an der Donau, Niederösterreich, Austria | Ybbs an der Donau | Ybbs an der Donau | 48.1667 | 15.0667 | Austria | AT | AUT | Niederösterreich |  | 5653 | 1040524585
Ye, Mon State, Burma | Ye | Ye | 15.2533 | 97.8679 | Burma | MM | MMR | Mon State |  | 50798 | 1104513802
Yeadon, Pennsylvania, United States | Yeadon | Yeadon | 39.9325 | -75.2527 | United States | US | USA | Pennsylvania |  | 11496 | 1840000715
Yeadon, Leeds, United Kingdom | Yeadon | Yeadon | 53.869 | -1.688 | United Kingdom | GB | GBR | Leeds |  | 22233 | 1826214875
Yecapixtla, Morelos, Mexico | Yecapixtla | Yecapixtla | 18.8833 | -98.865 | Mexico | MX | MEX | Morelos | minor | 39859 | 1484433908
Yefremov, Tul’skaya Oblast’, Russia | Yefremov | Yefremov | 53.1492 | 38.0826 | Russia | RU | RUS | Tul’skaya Oblast’ |  | 35168 | 1643358029
Yeghegnadzor, Vayots’ Dzor, Armenia | Yeghegnadzor | Yeghegnadzor | 39.7667 | 45.35 | Armenia | AM | ARM | Vayots’ Dzor | admin | 8200 | 1051234787
Yeghvard, Kotayk’, Armenia | Yeghvard | Yeghvard | 40.3167 | 44.4833 | Armenia | AM | ARM | Kotayk’ |  | 10656 | 1051779287
Yegoryevsk, Moskovskaya Oblast’, Russia | Yegoryevsk | Yegoryevsk | 55.3667 | 39.0167 | Russia | RU | RUS | Moskovskaya Oblast’ |  | 73766 | 1643266841
Yehud, Central, Israel | Yehud | Yehud | 32.0333 | 34.8833 | Israel | IL | ISR | Central |  | 11100 | 1376760246
Yei, Central Equatoria, South Sudan | Yei | Yei | 4.0904 | 30.68 | South Sudan | SS | SSD | Central Equatoria |  | 185000 | 1728607274
Yekaterinburg, Sverdlovskaya Oblast’, Russia | Yekaterinburg | Yekaterinburg | 56.8356 | 60.6128 | Russia | RU | RUS | Sverdlovskaya Oblast’ | admin | 1468833 | 1643582706
Yelabuga, Tatarstan, Russia | Yelabuga | Yelabuga | 55.7667 | 52.0333 | Russia | RU | RUS | Tatarstan |  | 74031 | 1643438030
Yelets, Lipetskaya Oblast’, Russia | Yelets | Yelets | 52.6167 | 38.4667 | Russia | RU | RUS | Lipetskaya Oblast’ |  | 104349 | 1643014014
Yélimané, Kayes, Mali | Yélimané | Yelimane | 15.1337 | -10.5666 | Mali | ML | MLI | Kayes | minor | 988 | 1466380722
Yelizovo, Kamchatskiy Kray, Russia | Yelizovo | Yelizovo | 53.1833 | 158.3833 | Russia | RU | RUS | Kamchatskiy Kray |  | 39216 | 1643784414
Yellandu, Telangana, India | Yellandu | Yellandu | 17.6 | 80.33 | India | IN | IND | Telangana |  | 35056 | 1356029729
Yellowknife, Northwest Territories, Canada | Yellowknife | Yellowknife | 62.4709 | -114.4053 | Canada | CA | CAN | Northwest Territories |  | 19569 | 1124208917
Yelm, Washington, United States | Yelm | Yelm | 46.9398 | -122.6261 | United States | US | USA | Washington |  | 17103 | 1840021146
Yelnya, Smolenskaya Oblast’, Russia | Yelnya | Yelnya | 54.5667 | 33.1667 | Russia | RU | RUS | Smolenskaya Oblast’ |  | 8993 | 1643873845
Yemanzhelinsk, Chelyabinskaya Oblast’, Russia | Yemanzhelinsk | Yemanzhelinsk | 54.75 | 61.3167 | Russia | RU | RUS | Chelyabinskaya Oblast’ |  | 28742 | 1643916431
Yemva, Komi, Russia | Yemva | Yemva | 62.5833 | 50.85 | Russia | RU | RUS | Komi |  | 12630 | 1643717483
Yên Bái, Yên Bái, Vietnam | Yên Bái | Yen Bai | 21.7 | 104.8667 | Vietnam | VN | VNM | Yên Bái | admin | 96540 | 1704249231
Yenagoa, Bayelsa, Nigeria | Yenagoa | Yenagoa | 4.9267 | 6.2676 | Nigeria | NG | NGA | Bayelsa | admin |  | 1566468984
Yenakiieve, Donets’ka Oblast’, Ukraine | Yenakiieve | Yenakiieve | 48.2311 | 38.2053 | Ukraine | UA | UKR | Donets’ka Oblast’ |  | 79348 | 1804228533
Yenangyaung, Magway, Burma | Yenangyaung | Yenangyaung | 20.4583 | 94.8732 | Burma | MM | MMR | Magway |  | 110553 | 1104118838
Yendi, Northern, Ghana | Yendi | Yendi | 9.4337 | -0.0167 | Ghana | GH | GHA | Northern |  | 42972 | 1288631491
Yenice, Karabük, Turkey | Yenice | Yenice | 41.2 | 32.3333 | Turkey | TR | TUR | Karabük | minor | 21625 | 1792456391
Yeniceoba, Konya, Turkey | Yeniceoba | Yeniceoba | 38.8708 | 32.7919 | Turkey | TR | TUR | Konya | minor | 6872 | 1792805859
Yeniseysk, Krasnoyarskiy Kray, Russia | Yeniseysk | Yeniseysk | 58.4667 | 92.1333 | Russia | RU | RUS | Krasnoyarskiy Kray |  | 19920 | 1643588190
Yeosu, Jeonnam, Korea, South | Yeosu | Yeosu | 34.7368 | 127.7458 | Korea, South | KR | KOR | Jeonnam | minor | 341994 | 1410002025
Yeosu, Jeonnam, Korea, South | Yeosu | Yeosu | 34.7607 | 127.6622 | Korea, South | KR | KOR | Jeonnam | minor | 273761 | 1410698161
Yeovil, Somerset, United Kingdom | Yeovil | Yeovil | 50.9452 | -2.637 | United Kingdom | GB | GBR | Somerset |  | 45000 | 1826177078
Yeppoon, Queensland, Australia | Yeppoon | Yeppoon | -23.1333 | 150.7333 | Australia | AU | AUS | Queensland |  | 19003 | 1036180170
Yerëma, Irkutskaya Oblast’, Russia | Yerëma | Yerema | 60.3808 | 107.7794 | Russia | RU | RUS | Irkutskaya Oblast’ |  | 745 | 1643177367
Yerevan, Yerevan, Armenia | Yerevan | Yerevan | 40.1814 | 44.5144 | Armenia | AM | ARM | Yerevan | primary | 1075800 | 1051074169
Yermolino, Kaluzhskaya Oblast’, Russia | Yermolino | Yermolino | 55.2 | 36.6 | Russia | RU | RUS | Kaluzhskaya Oblast’ |  | 10089 | 1643925447
Yerres, Île-de-France, France | Yerres | Yerres | 48.7171 | 2.4881 | France | FR | FRA | Île-de-France |  | 29029 | 1250114629
Yershov, Saratovskaya Oblast’, Russia | Yershov | Yershov | 51.35 | 48.2833 | Russia | RU | RUS | Saratovskaya Oblast’ |  | 19590 | 1643218689
Yessentuki, Stavropol’skiy Kray, Russia | Yessentuki | Yessentuki | 44.0431 | 42.8644 | Russia | RU | RUS | Stavropol’skiy Kray |  | 108679 | 1643737725
Yessey, Krasnoyarskiy Kray, Russia | Yessey | Yessey | 68.4837 | 102.1666 | Russia | RU | RUS | Krasnoyarskiy Kray |  | 10 | 1643816547
Yevlax, Yevlax, Azerbaijan | Yevlax | Yevlax | 40.6172 | 47.15 | Azerbaijan | AZ | AZE | Yevlax | admin | 59036 | 1031581655
Yevpatoriya, Krym, Avtonomna Respublika, Ukraine | Yevpatoriya | Yevpatoriya | 45.2 | 33.3583 | Ukraine | UA | UKR | Krym, Avtonomna Respublika |  | 106158 | 1804279364
Yeysk, Krasnodarskiy Kray, Russia | Yeysk | Yeysk | 46.7106 | 38.2778 | Russia | RU | RUS | Krasnodarskiy Kray | minor | 85760 | 1643587963
Yi’an, Heilongjiang, China | Yi’an | Yi'an | 47.8804 | 125.3 | China | CN | CHN | Heilongjiang | minor | 39924 | 1156612993
Yibin, Sichuan, China | Yibin | Yibin | 28.7596 | 104.64 | China | CN | CHN | Sichuan | minor | 4456000 | 1156107603
Yicheng, Jiangsu, China | Yicheng | Yicheng | 31.3697 | 119.8239 | China | CN | CHN | Jiangsu | minor | 1082929 | 1156292419
Yicheng, Hubei, China | Yicheng | Yicheng | 31.7117 | 112.2551 | China | CN | CHN | Hubei | minor | 512530 | 1156742818
Yichun, Jiangxi, China | Yichun | Yichun | 27.8041 | 114.383 | China | CN | CHN | Jiangxi | minor | 6048700 | 1156229590
Yichun, Heilongjiang, China | Yichun | Yichun | 47.7235 | 128.8893 | China | CN | CHN | Heilongjiang | minor | 1250000 | 1156757274
Yidu, Hubei, China | Yidu | Yidu | 30.388 | 111.4505 | China | CN | CHN | Hubei |  | 384598 | 1156230664
Yiewsley, Hillingdon, United Kingdom | Yiewsley | Yiewsley | 51.513 | -0.471 | United Kingdom | GB | GBR | Hillingdon |  | 12979 | 1826369645
Yilan, Yilan, Taiwan | Yilan | Yilan | 24.75 | 121.75 | Taiwan | TW | TWN | Yilan | admin | 150000 | 1158534780
Yinchuan, Ningxia, China | Yinchuan | Yinchuan | 38.4795 | 106.2254 | China | CN | CHN | Ningxia | admin | 1616000 | 1156359072
Yingcheng, Guangdong, China | Yingcheng | Yingcheng | 24.1876 | 113.4042 | China | CN | CHN | Guangdong | minor | 986400 | 1156012356
Yingchuan, Henan, China | Yingchuan | Yingchuan | 34.1511 | 113.4733 | China | CN | CHN | Henan | minor | 1131896 | 1156748426
Yingkou, Liaoning, China | Yingkou | Yingkou | 40.6653 | 122.2297 | China | CN | CHN | Liaoning | minor | 2220000 | 1156257074
Yingmen, Gansu, China | Yingmen | Yingmen | 39.83 | 97.73 | China | CN | CHN | Gansu |  | 350000 | 1156386711
Yingtan, Jiangxi, China | Yingtan | Yingtan | 28.2333 | 117 | China | CN | CHN | Jiangxi |  | 1288615 | 1156301061
Yingyangcun, Guangxi, China | Yingyangcun | Yingyangcun | 22.0974 | 106.7567 | China | CN | CHN | Guangxi |  | 31109 | 1156849392
Yingzhong, Jiangsu, China | Yingzhong | Yingzhong | 32.2381 | 119.8133 | China | CN | CHN | Jiangsu |  | 334977 | 1156969537
Yirga ‘Alem, YeDebub Bihēroch Bihēreseboch na Hizboch, Ethiopia | Yirga ‘Alem | Yirga `Alem | 6.7504 | 38.41 | Ethiopia | ET | ETH | YeDebub Bihēroch Bihēreseboch na Hizboch |  | 36292 | 1231817240
Yishui, Shandong, China | Yishui | Yishui | 35.7904 | 118.62 | China | CN | CHN | Shandong |  | 94115 | 1156736933
Yiwu, Zhejiang, China | Yiwu | Yiwu | 29.3081 | 120.0698 | China | CN | CHN | Zhejiang | minor | 1234015 | 1156078044
Yiyang, Hunan, China | Yiyang | Yiyang | 28.5833 | 112.3333 | China | CN | CHN | Hunan |  | 4174000 | 1156218615
Yiyang, Hunan, China | Yiyang | Yiyang | 26.4103 | 112.3913 | China | CN | CHN | Hunan | minor | 810447 | 1156142520
Ylivieska, Pohjois-Pohjanmaa, Finland | Ylivieska | Ylivieska | 64.0722 | 24.5375 | Finland | FI | FIN | Pohjois-Pohjanmaa | minor | 15039 | 1246367983
Ylöjärvi, Pirkanmaa, Finland | Ylöjärvi | Ylojarvi | 61.55 | 23.5833 | Finland | FI | FIN | Pirkanmaa | minor | 32738 | 1246651024
Yoakum, Texas, United States | Yoakum | Yoakum | 29.2933 | -97.1469 | United States | US | USA | Texas |  | 5744 | 1840022242
Yogyakarta, Yogyakarta, Indonesia | Yogyakarta | Yogyakarta | -7.8014 | 110.3644 | Indonesia | ID | IDN | Yogyakarta | admin | 422732 | 1360384833
Yoichi, Hokkaidō, Japan | Yoichi | Yoichi | 43.1953 | 140.7836 | Japan | JP | JPN | Hokkaidō |  | 18637 | 1392190850
Yŏju, Gyeonggi, Korea, South | Yŏju | Yoju | 37.2939 | 127.6383 | Korea, South | KR | KOR | Gyeonggi |  | 109937 | 1410007012
Yokkaichi, Mie, Japan | Yokkaichi | Yokkaichi | 34.9667 | 136.6167 | Japan | JP | JPN | Mie |  | 310145 | 1392198395
Yokohama, Kanagawa, Japan | Yokohama | Yokohama | 35.4333 | 139.6333 | Japan | JP | JPN | Kanagawa | admin | 3748781 | 1392118339
Yokoshiba, Chiba, Japan | Yokoshiba | Yokoshiba | 35.6656 | 140.5042 | Japan | JP | JPN | Chiba |  | 22585 | 1392617948
Yokotemachi, Akita, Japan | Yokotemachi | Yokotemachi | 39.3106 | 140.5533 | Japan | JP | JPN | Akita |  | 86499 | 1392195240
Yola, Adamawa, Nigeria | Yola | Yola | 9.2 | 12.4833 | Nigeria | NG | NGA | Adamawa | admin | 392854 | 1566782065
Yomou, N’Zérékoré, Guinea | Yomou | Yomou | 7.566 | -9.2533 | Guinea | GN | GIN | N’Zérékoré | minor | 3614 | 1324839778
Yonabaru, Okinawa, Japan | Yonabaru | Yonabaru | 26.1994 | 127.7547 | Japan | JP | JPN | Okinawa |  | 19494 | 1392279515
Yonago, Tottori, Japan | Yonago | Yonago | 35.4281 | 133.3311 | Japan | JP | JPN | Tottori |  | 147667 | 1392391989
Yonashiro-teruma, Okinawa, Japan | Yonashiro-teruma | Yonashiro-teruma | 26.3792 | 127.8575 | Japan | JP | JPN | Okinawa |  | 121294 | 1392716881
Yong’an, Fujian, China | Yong’an | Yong'an | 25.9733 | 117.3593 | China | CN | CHN | Fujian | minor | 357000 | 1156185328
Yong’an, Chongqing, China | Yong’an | Yong'an | 31.0504 | 109.5167 | China | CN | CHN | Chongqing | minor | 49168 | 1156185323
Yongcheng, Henan, China | Yongcheng | Yongcheng | 33.9317 | 116.4459 | China | CN | CHN | Henan |  | 1240382 | 1156841802
Yongji, Shanxi, China | Yongji | Yongji | 34.867 | 110.4417 | China | CN | CHN | Shanxi |  | 444724 | 1156001205
Yŏngju, Gyeongbuk, Korea, South | Yŏngju | Yongju | 36.8217 | 128.6308 | Korea, South | KR | KOR | Gyeongbuk |  | 109266 | 1410990908
Yongzhou, Hunan, China | Yongzhou | Yongzhou | 26.4515 | 111.5953 | China | CN | CHN | Hunan |  | 5180235 | 1156694479
Yonkers, New York, United States | Yonkers | Yonkers | 40.9466 | -73.8674 | United States | US | USA | New York |  | 200370 | 1840003478
Yopal, Casanare, Colombia | Yopal | Yopal | 5.347 | -72.406 | Colombia | CO | COL | Casanare | admin | 61029 | 1170295059
Yoqne‘am ‘Illit, Northern, Israel | Yoqne‘am ‘Illit | Yoqne`am `Illit | 32.6594 | 35.11 | Israel | IL | ISR | Northern |  | 21383 | 1376262404
Yorba Linda, California, United States | Yorba Linda | Yorba Linda | 33.889 | -117.7714 | United States | US | USA | California |  | 67644 | 1840021970
Yorii, Saitama, Japan | Yorii | Yorii | 36.1183 | 139.1931 | Japan | JP | JPN | Saitama |  | 32576 | 1392564179
Yorito, Yoro, Honduras | Yorito | Yorito | 15.06 | -87.29 | Honduras | HN | HND | Yoro |  | 15774 | 1340550354
York, Pennsylvania, United States | York | York | 39.9651 | -76.7315 | United States | US | USA | Pennsylvania |  | 233184 | 1840001472
York, York, United Kingdom | York | York | 53.9583 | -1.0803 | United Kingdom | GB | GBR | York |  | 153717 | 1826149980
York, Maine, United States | York | York | 43.186 | -70.6661 | United States | US | USA | Maine |  | 12966 | 1840066551
York, South Carolina, United States | York | York | 34.9967 | -81.234 | United States | US | USA | South Carolina |  | 8623 | 1840015489
York, Nebraska, United States | York | York | 40.8698 | -97.5928 | United States | US | USA | Nebraska |  | 7711 | 1840010328
Yorketown, New Jersey, United States | Yorketown | Yorketown | 40.3064 | -74.3385 | United States | US | USA | New Jersey |  | 6565 | 1840033488
Yorkshire, Virginia, United States | Yorkshire | Yorkshire | 38.7882 | -77.4495 | United States | US | USA | Virginia |  | 9582 | 1840006107
Yorkton, Saskatchewan, Canada | Yorkton | Yorkton | 51.2139 | -102.4628 | Canada | CA | CAN | Saskatchewan |  | 16343 | 1124108820
Yorktown, New York, United States | Yorktown | Yorktown | 41.2727 | -73.8092 | United States | US | USA | New York |  | 36618 | 1840088070
Yorktown, Indiana, United States | Yorktown | Yorktown | 40.183 | -85.5123 | United States | US | USA | Indiana |  | 11111 | 1840010463
Yorkville, Illinois, United States | Yorkville | Yorkville | 41.6562 | -88.4507 | United States | US | USA | Illinois |  | 20613 | 1840010216
Yoro, Yoro, Honduras | Yoro | Yoro | 15.1333 | -87.1333 | Honduras | HN | HND | Yoro | admin | 64425 | 1340638121
Yosemite Lakes, California, United States | Yosemite Lakes | Yosemite Lakes | 37.1885 | -119.7723 | United States | US | USA | California |  | 5647 | 1840018920
Yoshikawa, Saitama, Japan | Yoshikawa | Yoshikawa | 35.8911 | 139.8414 | Japan | JP | JPN | Saitama |  | 71763 | 1392319161
Yoshinaga, Shizuoka, Japan | Yoshinaga | Yoshinaga | 34.7708 | 138.2519 | Japan | JP | JPN | Shizuoka |  | 28899 | 1392098374
Yoshinoyama, Nara, Japan | Yoshinoyama | Yoshinoyama | 34.4 | 135.85 | Japan | JP | JPN | Nara |  | 6412 | 1392799101
Yoshkar-Ola, Mariy-El, Russia | Yoshkar-Ola | Yoshkar-Ola | 56.6328 | 47.8958 | Russia | RU | RUS | Mariy-El | admin | 266675 | 1643701904
Yotsukaidō, Chiba, Japan | Yotsukaidō | Yotsukaido | 35.67 | 140.1683 | Japan | JP | JPN | Chiba |  | 92668 | 1392512633
Young, New South Wales, Australia | Young | Young | -34.3 | 148.3 | Australia | AU | AUS | New South Wales |  | 10295 | 1036073044
Youngstown, Ohio, United States | Youngstown | Youngstown | 41.0993 | -80.6463 | United States | US | USA | Ohio |  | 378732 | 1840003563
Youngsville, Louisiana, United States | Youngsville | Youngsville | 30.0964 | -91.9963 | United States | US | USA | Louisiana |  | 14704 | 1840015931
Youngtown, Arizona, United States | Youngtown | Youngtown | 33.5846 | -112.3047 | United States | US | USA | Arizona |  | 6859 | 1840022917
Youssoufia, Marrakech-Safi, Morocco | Youssoufia | Youssoufia | 32.25 | -8.53 | Morocco | MA | MAR | Marrakech-Safi |  | 67628 | 1504459034
Yozgat, Yozgat, Turkey | Yozgat | Yozgat | 39.8208 | 34.8083 | Turkey | TR | TUR | Yozgat | admin | 105167 | 1792862455
Ypacaraí, Central, Paraguay | Ypacaraí | Ypacarai | -25.41 | -57.28 | Paraguay | PY | PRY | Central |  | 30150 | 1600844536
Ypejhú, Canindeyú, Paraguay | Ypejhú | Ypejhu | -23.91 | -55.46 | Paraguay | PY | PRY | Canindeyú |  | 600 | 1600827924
Ypsilanti, Michigan, United States | Ypsilanti | Ypsilanti | 42.2437 | -83.6205 | United States | US | USA | Michigan |  | 20171 | 1840000459
Yreka, California, United States | Yreka | Yreka | 41.7292 | -122.6312 | United States | US | USA | California |  | 7356 | 1840021320
Ystrad Mynach, Caerphilly, United Kingdom | Ystrad Mynach | Ystrad Mynach | 51.6419 | -3.2405 | United Kingdom | GB | GBR | Caerphilly |  | 13500 | 1826498228
Ystradgynlais, Powys, United Kingdom | Ystradgynlais | Ystradgynlais | 51.781 | -3.7511 | United Kingdom | GB | GBR | Powys |  | 8092 | 1826512910
Yuanchang, Yunlin, Taiwan | Yuanchang | Yuanchang | 23.642 | 120.323 | Taiwan | TW | TWN | Yunlin |  | 25840 | 1158471732
Yuanping, Shanxi, China | Yuanping | Yuanping | 38.7299 | 112.7134 | China | CN | CHN | Shanxi |  | 491213 | 1156294277
Yuanquan, Gansu, China | Yuanquan | Yuanquan | 40.5004 | 95.8 | China | CN | CHN | Gansu | minor | 17886 | 1156339161
Yuasa, Wakayama, Japan | Yuasa | Yuasa | 34.0331 | 135.1786 | Japan | JP | JPN | Wakayama |  | 11340 | 1392420914
Yuba City, California, United States | Yuba City | Yuba City | 39.1357 | -121.6381 | United States | US | USA | California |  | 120456 | 1840021463
Yūbari, Hokkaidō, Japan | Yūbari | Yubari | 43.0569 | 141.9739 | Japan | JP | JPN | Hokkaidō |  | 7908 | 1392938739
Yucaipa, California, United States | Yucaipa | Yucaipa | 34.0336 | -117.0429 | United States | US | USA | California |  | 53921 | 1840021732
Yucca Valley, California, United States | Yucca Valley | Yucca Valley | 34.1234 | -116.4216 | United States | US | USA | California |  | 25042 | 1840022726
Yucheng, Sichuan, China | Yucheng | Yucheng | 29.9888 | 103.0007 | China | CN | CHN | Sichuan | minor | 1512000 | 1156817119
Yucheng, Shandong, China | Yucheng | Yucheng | 36.9329 | 116.6403 | China | CN | CHN | Shandong |  | 522878 | 1156530681
Yuci, Shanxi, China | Yuci | Yuci | 37.6804 | 112.73 | China | CN | CHN | Shanxi |  | 840000 | 1156177817
Yueqing, Zhejiang, China | Yueqing | Yueqing | 28.1188 | 120.9621 | China | CN | CHN | Zhejiang |  | 1389332 | 1156900058
Yugorsk, Khanty-Mansiyskiy Avtonomnyy Okrug-Yugra, Russia | Yugorsk | Yugorsk | 61.3167 | 63.35 | Russia | RU | RUS | Khanty-Mansiyskiy Avtonomnyy Okrug-Yugra |  | 37422 | 1643279109
Yukhnov, Kaluzhskaya Oblast’, Russia | Yukhnov | Yukhnov | 54.75 | 35.2333 | Russia | RU | RUS | Kaluzhskaya Oblast’ |  | 5985 | 1643613150
Yūki, Ibaraki, Japan | Yūki | Yuki | 36.3053 | 139.8775 | Japan | JP | JPN | Ibaraki |  | 50817 | 1392722230
Yukon, Oklahoma, United States | Yukon | Yukon | 35.5201 | -97.7639 | United States | US | USA | Oklahoma |  | 28084 | 1840021740
Yulara, Northern Territory, Australia | Yulara | Yulara | -25.2406 | 130.9889 | Australia | AU | AUS | Northern Territory |  | 1099 | 1036245584
Yulee, Florida, United States | Yulee | Yulee | 30.635 | -81.5678 | United States | US | USA | Florida |  | 12616 | 1840013928
Yulin, Guangxi, China | Yulin | Yulin | 22.6293 | 110.1507 | China | CN | CHN | Guangxi |  | 5487368 | 1156901312
Yulinshi, Shaanxi, China | Yulinshi | Yulinshi | 38.2655 | 109.7388 | China | CN | CHN | Shaanxi |  | 3328000 | 1156280672
Yuma, Arizona, United States | Yuma | Yuma | 32.5992 | -114.5488 | United States | US | USA | Arizona |  | 142847 | 1840021998
Yumbe, Yumbe, Uganda | Yumbe | Yumbe | 3.4651 | 31.2469 | Uganda | UG | UGA | Yumbe | admin |  | 1800297508
Yuncheng, Shanxi, China | Yuncheng | Yuncheng | 35.0304 | 110.998 | China | CN | CHN | Shanxi |  | 4860000 | 1156705644
Yunfu, Guangdong, China | Yunfu | Yunfu | 22.9242 | 112.0353 | China | CN | CHN | Guangdong | minor | 1470000 | 1156057251
Yunfu, Yunnan, China | Yunfu | Yunfu | 28.6331 | 104.4181 | China | CN | CHN | Yunnan |  | 102143 | 1156353293
Yungay, Biobío, Chile | Yungay | Yungay | -37.1194 | -72.0189 | Chile | CL | CHL | Biobío |  | 10884 | 1152990591
Yungay, Ancash, Peru | Yungay | Yungay | -9.1389 | -77.7444 | Peru | PE | PER | Ancash |  | 8000 | 1604138857
Yuni, Hokkaidō, Japan | Yuni | Yuni | 42.9994 | 141.7903 | Japan | JP | JPN | Hokkaidō |  | 5087 | 1392173904
Yunoshima, Gifu, Japan | Yunoshima | Yunoshima | 35.8058 | 137.2442 | Japan | JP | JPN | Gifu |  | 31316 | 1392006188
Yunxian Chengguanzhen, Hubei, China | Yunxian Chengguanzhen | Yunxian Chengguanzhen | 32.8082 | 110.8136 | China | CN | CHN | Hubei | minor | 133558 | 1156455844
Yunzhong, Shanxi, China | Yunzhong | Yunzhong | 39.8143 | 113.0946 | China | CN | CHN | Shanxi | minor | 326849 | 1156589240
Yur’yev-Pol’skiy, Vladimirskaya Oblast’, Russia | Yur’yev-Pol’skiy | Yur'yev-Pol'skiy | 56.5 | 39.6833 | Russia | RU | RUS | Vladimirskaya Oblast’ |  | 18433 | 1643130630
Yurga, Kemerovskaya Oblast’, Russia | Yurga | Yurga | 55.7333 | 84.9 | Russia | RU | RUS | Kemerovskaya Oblast’ |  | 81759 | 1643047994
Yurihonjō, Akita, Japan | Yurihonjō | Yurihonjo | 39.3858 | 140.0489 | Japan | JP | JPN | Akita |  | 75417 | 1392820312
Yurimaguas, Loreto, Peru | Yurimaguas | Yurimaguas | -5.9 | -76.0833 | Peru | PE | PER | Loreto |  | 62903 | 1604248295
Yuryevets, Ivanovskaya Oblast’, Russia | Yuryevets | Yuryevets | 57.3167 | 43.1 | Russia | RU | RUS | Ivanovskaya Oblast’ |  | 8378 | 1643782980
Yuryuzan, Chelyabinskaya Oblast’, Russia | Yuryuzan | Yuryuzan | 54.8667 | 58.4333 | Russia | RU | RUS | Chelyabinskaya Oblast’ |  | 11415 | 1643397550
Yuscarán, El Paraíso, Honduras | Yuscarán | Yuscaran | 13.9433 | -86.8667 | Honduras | HN | HND | El Paraíso | admin | 11396 | 1340315181
Yushan, Jiangsu, China | Yushan | Yushan | 31.3867 | 120.9766 | China | CN | CHN | Jiangsu | minor | 1651200 | 1156245000
Yushu, Jilin, China | Yushu | Yushu | 44.8249 | 126.5451 | China | CN | CHN | Jilin |  | 1304436 | 1156326773
Yutan, Hunan, China | Yutan | Yutan | 28.3147 | 112.554 | China | CN | CHN | Hunan | minor | 1368117 | 1156592042
Yuxi, Yunnan, China | Yuxi | Yuxi | 24.3495 | 102.5432 | China | CN | CHN | Yunnan | minor | 2303518 | 1156682309
Yuyao, Zhejiang, China | Yuyao | Yuyao | 30.0372 | 121.1546 | China | CN | CHN | Zhejiang |  | 1095000 | 1156221984
Yuza, Yamagata, Japan | Yuza | Yuza | 39.0147 | 139.9075 | Japan | JP | JPN | Yamagata |  | 13250 | 1392728665
Yuzawa, Akita, Japan | Yuzawa | Yuzawa | 39.1644 | 140.4958 | Japan | JP | JPN | Akita |  | 42887 | 1392884972
Yuzawa, Niigata, Japan | Yuzawa | Yuzawa | 36.934 | 138.8174 | Japan | JP | JPN | Niigata |  | 7907 | 1392803827
Yuzha, Ivanovskaya Oblast’, Russia | Yuzha | Yuzha | 56.5833 | 42.0167 | Russia | RU | RUS | Ivanovskaya Oblast’ |  | 12595 | 1643003357
Yuzhne, Odes’ka Oblast’, Ukraine | Yuzhne | Yuzhne | 46.6222 | 31.1008 | Ukraine | UA | UKR | Odes’ka Oblast’ |  | 32100 | 1804000461
Yuzhno-Sakhalinsk, Sakhalinskaya Oblast’, Russia | Yuzhno-Sakhalinsk | Yuzhno-Sakhalinsk | 46.95 | 142.7333 | Russia | RU | RUS | Sakhalinskaya Oblast’ | admin | 194882 | 1643703767
Yuzhno-Sukhokumsk, Dagestan, Russia | Yuzhno-Sukhokumsk | Yuzhno-Sukhokumsk | 44.6667 | 45.65 | Russia | RU | RUS | Dagestan |  | 10641 | 1643359037
Yuzhnouralsk, Chelyabinskaya Oblast’, Russia | Yuzhnouralsk | Yuzhnouralsk | 54.45 | 61.25 | Russia | RU | RUS | Chelyabinskaya Oblast’ |  | 37728 | 1643319860
Yverdon-les-Bains, Vaud, Switzerland | Yverdon-les-Bains | Yverdon-les-Bains | 46.7785 | 6.6408 | Switzerland | CH | CHE | Vaud | minor | 30157 | 1756916105
Žabalj, Žabalj, Serbia | Žabalj | Zabalj | 45.3667 | 20.0667 | Serbia | RS | SRB | Žabalj | admin | 9161 | 1688662344
Žabari, Žabari, Serbia | Žabari | Zabari | 44.3562 | 21.2143 | Serbia | RS | SRB | Žabari | admin |  | 1688661944
Zabaykalsk, Zabaykal’skiy Kray, Russia | Zabaykalsk | Zabaykalsk | 49.6514 | 117.3269 | Russia | RU | RUS | Zabaykal’skiy Kray |  | 13154 | 1643974760
Żabbar, Żabbar, Malta | Żabbar | Zabbar | 35.8761 | 14.535 | Malta | MT | MLT | Żabbar | admin |  | 1470317969
Zabīd, Al Ḩudaydah, Yemen | Zabīd | Zabid | 14.1951 | 43.3155 | Yemen | YE | YEM | Al Ḩudaydah | minor | 152504 | 1887877995
Žabljak, Žabljak, Montenegro | Žabljak | Zabljak | 43.1547 | 19.1219 | Montenegro | ME | MNE | Žabljak | admin |  | 1499125825
Zābol, Sīstān va Balūchestān, Iran | Zābol | Zabol | 31.0308 | 61.4972 | Iran | IR | IRN | Sīstān va Balūchestān | minor | 134590 | 1364485195
Zábřeh, Olomoucký Kraj, Czechia | Zábřeh | Zabreh | 49.8826 | 16.8723 | Czechia | CZ | CZE | Olomoucký Kraj |  | 13456 | 1203721653
Zabrze, Śląskie, Poland | Zabrze | Zabrze | 50.3 | 18.7833 | Poland | PL | POL | Śląskie | minor | 174349 | 1616784915
Zacapa, Zacapa, Guatemala | Zacapa | Zacapa | 14.972 | -89.529 | Guatemala | GT | GTM | Zacapa | admin | 36088 | 1320977472
Zacapoaxtla, Puebla, Mexico | Zacapoaxtla | Zacapoaxtla | 19.8833 | -97.5833 | Mexico | MX | MEX | Puebla |  | 8062 | 1484761233
Zacatecas, Zacatecas, Mexico | Zacatecas | Zacatecas | 22.7736 | -102.5736 | Mexico | MX | MEX | Zacatecas | admin | 138152 | 1484118312
Zacatecoluca, La Paz, El Salvador | Zacatecoluca | Zacatecoluca | 13.508 | -88.868 | El Salvador | SV | SLV | La Paz | admin | 39613 | 1222647953
Zacatelco, Tlaxcala, Mexico | Zacatelco | Zacatelco | 19.2167 | -98.2333 | Mexico | MX | MEX | Tlaxcala | minor | 38466 | 1484460521
Zacatepec, Morelos, Mexico | Zacatepec | Zacatepec | 18.6833 | -99.1833 | Mexico | MX | MEX | Morelos | minor | 36159 | 1484549065
Zacatlán, Puebla, Mexico | Zacatlán | Zacatlan | 19.9319 | -97.96 | Mexico | MX | MEX | Puebla | minor | 76296 | 1484132726
Zachary, Louisiana, United States | Zachary | Zachary | 30.6642 | -91.1634 | United States | US | USA | Louisiana |  | 17949 | 1840015908
Zacualpan, México, Mexico | Zacualpan | Zacualpan | 18.7197 | -99.78 | Mexico | MX | MEX | México | minor | 13800 | 1484694794
Zacualpan de Amilpas, Morelos, Mexico | Zacualpan de Amilpas | Zacualpan de Amilpas | 18.7836 | -98.7594 | Mexico | MX | MEX | Morelos | minor | 9370 | 1484800291
Zacualtipán, Hidalgo, Mexico | Zacualtipán | Zacualtipan | 20.65 | -98.65 | Mexico | MX | MEX | Hidalgo |  | 25987 | 1484806928
Zadar, Zadarska Županija, Croatia | Zadar | Zadar | 44.1167 | 15.2167 | Croatia | HR | HRV | Zadarska Županija | admin | 75082 | 1191160875
Zadonsk, Lipetskaya Oblast’, Russia | Zadonsk | Zadonsk | 52.3833 | 38.9167 | Russia | RU | RUS | Lipetskaya Oblast’ |  | 9614 | 1643560956
Zaghouan, Zaghouan, Tunisia | Zaghouan | Zaghouan | 36.4 | 10.147 | Tunisia | TN | TUN | Zaghouan | admin | 16911 | 1788008309
Zagorje, Zagorje ob Savi, Slovenia | Zagorje | Zagorje | 46.1342 | 14.9942 | Slovenia | SI | SVN | Zagorje ob Savi | admin |  | 1705942287
Zagreb, Zagreb, Grad, Croatia | Zagreb | Zagreb | 45.8 | 15.95 | Croatia | HR | HRV | Zagreb, Grad | primary | 790017 | 1191233290
Žagubica, Žagubica, Serbia | Žagubica | Zagubica | 44.1979 | 21.7902 | Serbia | RS | SRB | Žagubica | admin |  | 1688849472
Zāhedān, Sīstān va Balūchestān, Iran | Zāhedān | Zahedan | 29.4833 | 60.8667 | Iran | IR | IRN | Sīstān va Balūchestān | admin | 560725 | 1364072353
Zahlé, Béqaa, Lebanon | Zahlé | Zahle | 33.8439 | 35.9072 | Lebanon | LB | LBN | Béqaa | admin | 100000 | 1422031285
Zainsk, Tatarstan, Russia | Zainsk | Zainsk | 55.3 | 52.0167 | Russia | RU | RUS | Tatarstan |  | 40366 | 1643336213
Zaïo, Oriental, Morocco | Zaïo | Zaio | 34.9396 | -2.7334 | Morocco | MA | MAR | Oriental |  | 35806 | 1504831853
Zaječar, Zaječar, Serbia | Zaječar | Zajecar | 43.9042 | 22.2847 | Serbia | RS | SRB | Zaječar | admin |  | 1688564835
Zakamensk, Buryatiya, Russia | Zakamensk | Zakamensk | 50.3833 | 103.2833 | Russia | RU | RUS | Buryatiya |  | 11164 | 1643401848
Zākhū, Dahūk, Iraq | Zākhū | Zakhu | 37.1436 | 42.6819 | Iraq | IQ | IRQ | Dahūk | minor | 134863 | 1368905231
Zakopane, Małopolskie, Poland | Zakopane | Zakopane | 49.2994 | 19.9519 | Poland | PL | POL | Małopolskie | minor | 27490 | 1616298051
Zalaegerszeg, Zala, Hungary | Zalaegerszeg | Zalaegerszeg | 46.8392 | 16.8511 | Hungary | HU | HUN | Zala | admin | 57403 | 1348293073
Zalantun, Inner Mongolia, China | Zalantun | Zalantun | 48.0033 | 122.7365 | China | CN | CHN | Inner Mongolia | minor | 366323 | 1156280237
Zalaszentgrót, Zala, Hungary | Zalaszentgrót | Zalaszentgrot | 46.9469 | 17.0789 | Hungary | HU | HUN | Zala | minor | 6263 | 1348701752
Zalău, Sălaj, Romania | Zalău | Zalau | 47.1911 | 23.0572 | Romania | RO | ROU | Sălaj | admin | 56202 | 1642791988
Žalec, Žalec, Slovenia | Žalec | Zalec | 46.2516 | 15.1674 | Slovenia | SI | SVN | Žalec | admin |  | 1705340993
Zalingei, Central Darfur, Sudan | Zalingei | Zalingei | 12.9092 | 23.4706 | Sudan | SD | SDN | Central Darfur | admin |  | 1729805075
Zama, Kanagawa, Japan | Zama | Zama | 35.4886 | 139.4075 | Japan | JP | JPN | Kanagawa |  | 130608 | 1392313741
Žamberk, Pardubický Kraj, Czechia | Žamberk | Zamberk | 50.086 | 16.4674 | Czechia | CZ | CZE | Pardubický Kraj |  | 6077 | 1203198119
Zambezi, North-Western, Zambia | Zambezi | Zambezi | -13.54 | 23.1099 | Zambia | ZM | ZMB | North-Western |  | 7074 | 1894660797
Zamboanga City, Zamboanga, Philippines | Zamboanga City | Zamboanga City | 6.9167 | 122.0833 | Philippines | PH | PHL | Zamboanga | admin | 861799 | 1608189351
Zamora, Michoacán de Ocampo, Mexico | Zamora | Zamora | 19.9833 | -102.2833 | Mexico | MX | MEX | Michoacán de Ocampo |  | 141627 | 1484229977
Zamora, Zamora-Chinchipe, Ecuador | Zamora | Zamora | -4.0692 | -78.9567 | Ecuador | EC | ECU | Zamora-Chinchipe | admin | 12386 | 1218873167
Zamora, Castille-Leon, Spain | Zamora | Zamora | 41.5033 | -5.7556 | Spain | ES | ESP | Castille-Leon | minor | 61406 | 1724611317
Zanesville, Ohio, United States | Zanesville | Zanesville | 39.9565 | -82.0132 | United States | US | USA | Ohio |  | 41589 | 1840001496
Zango, Katsina, Nigeria | Zango | Zango | 12.9333 | 8.5333 | Nigeria | NG | NGA | Katsina | minor | 154743 | 1566483135
Zanjān, Zanjān, Iran | Zanjān | Zanjan | 36.6667 | 48.4833 | Iran | IR | IRN | Zanjān | admin | 433475 | 1364312712
Zanzibar, Zanzibar Urban/West, Tanzania | Zanzibar | Zanzibar | -6.1667 | 39.2 | Tanzania | TZ | TZA | Zanzibar Urban/West | admin | 205870 | 1834823848
Zaouiet Sousse, Sousse, Tunisia | Zaouiet Sousse | Zaouiet Sousse | 35.7887 | 10.6274 | Tunisia | TN | TUN | Sousse |  | 10740 | 1788010481
Zaoyang, Hubei, China | Zaoyang | Zaoyang | 32.1287 | 112.7581 | China | CN | CHN | Hubei |  | 1004741 | 1156197076
Zaozërnyy, Krasnoyarskiy Kray, Russia | Zaozërnyy | Zaozernyy | 55.9667 | 94.7 | Russia | RU | RUS | Krasnoyarskiy Kray |  | 10286 | 1643658238
Zaozërsk, Murmanskaya Oblast’, Russia | Zaozërsk | Zaozersk | 69.4 | 32.45 | Russia | RU | RUS | Murmanskaya Oblast’ |  | 9915 | 1643823652
Zaozhuang, Shandong, China | Zaozhuang | Zaozhuang | 34.8667 | 117.55 | China | CN | CHN | Shandong |  | 3650000 | 1156796454
Zapadnaya Dvina, Tverskaya Oblast’, Russia | Zapadnaya Dvina | Zapadnaya Dvina | 56.2667 | 32.0833 | Russia | RU | RUS | Tverskaya Oblast’ |  | 8089 | 1643428090
Zapala, Neuquén, Argentina | Zapala | Zapala | -38.9028 | -70.065 | Argentina | AR | ARG | Neuquén | minor | 32097 | 1032365659
Zapolyarnyy, Murmanskaya Oblast’, Russia | Zapolyarnyy | Zapolyarnyy | 69.4167 | 30.8 | Russia | RU | RUS | Murmanskaya Oblast’ |  | 15037 | 1643432092
Zapopan, Jalisco, Mexico | Zapopan | Zapopan | 20.7167 | -103.4 | Mexico | MX | MEX | Jalisco | minor | 1155790 | 1484198680
Zaporizhzhia, Zaporiz’ka Oblast’, Ukraine | Zaporizhzhia | Zaporizhzhia | 47.8378 | 35.1383 | Ukraine | UA | UKR | Zaporiz’ka Oblast’ | admin | 741717 | 1804644752
Zapotlán de Juárez, Hidalgo, Mexico | Zapotlán de Juárez | Zapotlan de Juarez | 19.9667 | -98.85 | Mexico | MX | MEX | Hidalgo | minor | 16493 | 1484756389
Zaqatala, Zaqatala, Azerbaijan | Zaqatala | Zaqatala | 41.6336 | 46.6433 | Azerbaijan | AZ | AZE | Zaqatala | admin | 31300 | 1031500858
Zarafshon Shahri, Navoiy, Uzbekistan | Zarafshon Shahri | Zarafshon Shahri | 41.5667 | 64.2 | Uzbekistan | UZ | UZB | Navoiy |  | 54300 | 1860278868
Zaragoza, Aragon, Spain | Zaragoza | Zaragoza | 41.6483 | -0.883 | Spain | ES | ESP | Aragon | admin | 649404 | 1724907391
Zarand, Kermān, Iran | Zarand | Zarand | 30.8128 | 56.5639 | Iran | IR | IRN | Kermān | minor | 63744 | 1364870175
Zaranj, Nīmrōz, Afghanistan | Zaranj | Zaranj | 30.96 | 61.86 | Afghanistan | AF | AFG | Nīmrōz | admin | 49851 | 1004504986
Zarasai, Zarasai, Lithuania | Zarasai | Zarasai | 55.7306 | 26.2472 | Lithuania | LT | LTU | Zarasai | admin | 6458 | 1440450872
Zárate, Buenos Aires, Argentina | Zárate | Zarate | -34.0833 | -59.0333 | Argentina | AR | ARG | Buenos Aires | minor | 98522 | 1032392383
Zaraysk, Moskovskaya Oblast’, Russia | Zaraysk | Zaraysk | 54.7653 | 38.8836 | Russia | RU | RUS | Moskovskaya Oblast’ |  | 5918 | 1643156955
Zaraza, Guárico, Venezuela | Zaraza | Zaraza | 9.3394 | -65.3167 | Venezuela | VE | VEN | Guárico | minor | 62027 | 1862643668
Zarechnyy, Penzenskaya Oblast’, Russia | Zarechnyy | Zarechnyy | 53.2 | 45.1667 | Russia | RU | RUS | Penzenskaya Oblast’ |  | 65156 | 1643027966
Zarechnyy, Sverdlovskaya Oblast’, Russia | Zarechnyy | Zarechnyy | 56.8167 | 61.3167 | Russia | RU | RUS | Sverdlovskaya Oblast’ |  | 27617 | 1643142776
Zarghūn Shahr, Paktīkā, Afghanistan | Zarghūn Shahr | Zarghun Shahr | 32.85 | 68.4167 | Afghanistan | AF | AFG | Paktīkā |  | 13737 | 1004965319
Zaria, Kaduna, Nigeria | Zaria | Zaria | 11.0667 | 7.7 | Nigeria | NG | NGA | Kaduna | minor | 889000 | 1566287704
Zarinsk, Altayskiy Kray, Russia | Zarinsk | Zarinsk | 53.7 | 84.9167 | Russia | RU | RUS | Altayskiy Kray |  | 46597 | 1643009932
Zărneşti, Braşov, Romania | Zărneşti | Zarnesti | 45.5725 | 25.3431 | Romania | RO | ROU | Braşov |  | 23476 | 1642971107
Žarnovica, Banskobystrický, Slovakia | Žarnovica | Zarnovica | 48.4833 | 18.7167 | Slovakia | SK | SVK | Banskobystrický | minor | 6284 | 1703234084
Zarrīn Shahr, Eşfahān, Iran | Zarrīn Shahr | Zarrin Shahr | 32.3894 | 51.3764 | Iran | IR | IRN | Eşfahān | minor | 55984 | 1364248651
Zarumilla, Tumbes, Peru | Zarumilla | Zarumilla | -3.5014 | -80.2722 | Peru | PE | PER | Tumbes |  | 16971 | 1604793858
Żary, Lubuskie, Poland | Żary | Zary | 51.6333 | 15.1333 | Poland | PL | POL | Lubuskie | minor | 37502 | 1616092414
Zarzis, Médenine, Tunisia | Zarzis | Zarzis | 33.5104 | 11.1 | Tunisia | TN | TUN | Médenine |  | 159161 | 1788933524
Zaslawye, Minskaya Voblasts’, Belarus | Zaslawye | Zaslawye | 54 | 27.2833 | Belarus | BY | BLR | Minskaya Voblasts’ |  | 17600 | 1112333553
Žatec, Ústecký Kraj, Czechia | Žatec | Zatec | 50.3273 | 13.5459 | Czechia | CZ | CZE | Ústecký Kraj |  | 19047 | 1203368176
Zavāreh, Eşfahān, Iran | Zavāreh | Zavareh | 33.4486 | 52.4933 | Iran | IR | IRN | Eşfahān |  | 7806 | 1364819342
Zavitinsk, Amurskaya Oblast’, Russia | Zavitinsk | Zavitinsk | 50.1167 | 129.4333 | Russia | RU | RUS | Amurskaya Oblast’ |  | 10721 | 1643858622
Zavodoukovsk, Tyumenskaya Oblast’, Russia | Zavodoukovsk | Zavodoukovsk | 56.5 | 66.55 | Russia | RU | RUS | Tyumenskaya Oblast’ |  | 26048 | 1643833832
Zavodske, Poltavs’ka Oblast’, Ukraine | Zavodske | Zavodske | 50.4002 | 33.3908 | Ukraine | UA | UKR | Poltavs’ka Oblast’ |  | 8180 | 1804705298
Zavolzhsk, Ivanovskaya Oblast’, Russia | Zavolzhsk | Zavolzhsk | 57.4833 | 42.1333 | Russia | RU | RUS | Ivanovskaya Oblast’ |  | 10121 | 1643171028
Zavolzhye, Nizhegorodskaya Oblast’, Russia | Zavolzhye | Zavolzhye | 56.6425 | 43.3928 | Russia | RU | RUS | Nizhegorodskaya Oblast’ |  | 38230 | 1643954070
Zavrč, Zavrč, Slovenia | Zavrč | Zavrc | 46.3917 | 16.0497 | Slovenia | SI | SVN | Zavrč | admin |  | 1705477555
Zawyat an Nwaçer, Casablanca-Settat, Morocco | Zawyat an Nwaçer | Zawyat an Nwacer | 33.3611 | -7.6114 | Morocco | MA | MAR | Casablanca-Settat |  | 23802 | 1504451401
Zaysan, Shyghys Qazaqstan, Kazakhstan | Zaysan | Zaysan | 47.4688 | 84.8646 | Kazakhstan | KZ | KAZ | Shyghys Qazaqstan |  | 17600 | 1398700526
Zāzerān, Eşfahān, Iran | Zāzerān | Zazeran | 32.6025 | 51.4969 | Iran | IR | IRN | Eşfahān |  | 7670 | 1364024070
Zbąszyń, Wielkopolskie, Poland | Zbąszyń | Zbaszyn | 52.2531 | 15.9178 | Poland | PL | POL | Wielkopolskie |  | 7264 | 1616410793
Žďár nad Sázavou, Vysočina, Czechia | Žďár nad Sázavou | Zd'ar nad Sazavou | 49.5627 | 15.9393 | Czechia | CZ | CZE | Vysočina |  | 20717 | 1203204559
Żebbuġ, Żebbuġ, Malta | Żebbuġ | Zebbug | 35.8719 | 14.4411 | Malta | MT | MLT | Żebbuġ | admin |  | 1470473600
Żebbuġ, Żebbuġ (Ghawdex), Malta | Żebbuġ | Zebbug | 36.0722 | 14.2358 | Malta | MT | MLT | Żebbuġ (Ghawdex) | admin |  | 1470804129
Zebulon, North Carolina, United States | Zebulon | Zebulon | 35.8318 | -78.3162 | United States | US | USA | North Carolina |  | 5917 | 1840016201
Zeeland, Michigan, United States | Zeeland | Zeeland | 42.8139 | -86.0129 | United States | US | USA | Michigan |  | 5536 | 1840000383
Ẕefat, Northern, Israel | Ẕefat | Zefat | 32.9658 | 35.4983 | Israel | IL | ISR | Northern |  | 35700 | 1376611460
Zefýri, Attikí, Greece | Zefýri | Zefyri | 38.0667 | 23.7167 | Greece | GR | GRC | Attikí |  | 9454 | 1300050699
Zeghanghane, Oriental, Morocco | Zeghanghane | Zeghanghane | 35.1575 | -3.0017 | Morocco | MA | MAR | Oriental |  | 34025 | 1504260154
Zehdenick, Brandenburg, Germany | Zehdenick | Zehdenick | 52.9831 | 13.3331 | Germany | DE | DEU | Brandenburg |  | 13437 | 1276607810
Zeitz, Saxony-Anhalt, Germany | Zeitz | Zeitz | 51.0478 | 12.1383 | Germany | DE | DEU | Saxony-Anhalt |  | 27955 | 1276390204
Żejtun, Żejtun, Malta | Żejtun | Zejtun | 35.8558 | 14.5331 | Malta | MT | MLT | Żejtun | admin |  | 1470320205
Zelenikovo, Zelenikovo, Macedonia | Zelenikovo | Zelenikovo | 41.8841 | 21.5885 | Macedonia | MK | MKD | Zelenikovo | admin |  | 1807765797
Zelënodol’sk, Tatarstan, Russia | Zelënodol’sk | Zelenodol'sk | 55.85 | 48.5167 | Russia | RU | RUS | Tatarstan |  | 99491 | 1643223486
Zelenogorsk, Krasnoyarskiy Kray, Russia | Zelenogorsk | Zelenogorsk | 56.1 | 94.5833 | Russia | RU | RUS | Krasnoyarskiy Kray |  | 62245 | 1643010181
Zelenogradsk, Kaliningradskaya Oblast’, Russia | Zelenogradsk | Zelenogradsk | 54.95 | 20.4833 | Russia | RU | RUS | Kaliningradskaya Oblast’ | minor | 15493 | 1643896449
Zelenokumsk, Stavropol’skiy Kray, Russia | Zelenokumsk | Zelenokumsk | 44.4 | 43.867 | Russia | RU | RUS | Stavropol’skiy Kray |  | 34690 | 1643031364
Železniki, Železniki, Slovenia | Železniki | Zelezniki | 46.2333 | 14.1667 | Slovenia | SI | SVN | Železniki | admin |  | 1705885002
Železný Brod, Liberecký Kraj, Czechia | Železný Brod | Zelezny Brod | 50.6428 | 15.2542 | Czechia | CZ | CZE | Liberecký Kraj |  | 6051 | 1203728657
Želiezovce, Nitriansky, Slovakia | Želiezovce | Zeliezovce | 48.0486 | 18.6603 | Slovakia | SK | SVK | Nitriansky |  | 6859 | 1703469340
Želino, Želino, Macedonia | Želino | Zelino | 41.9825 | 21.0624 | Macedonia | MK | MKD | Želino | admin |  | 1807040075
Zell am Harmersbach, Baden-Württemberg, Germany | Zell am Harmersbach | Zell am Harmersbach | 48.3467 | 8.0639 | Germany | DE | DEU | Baden-Württemberg |  | 8112 | 1276476250
Zell am See, Salzburg, Austria | Zell am See | Zell am See | 47.3233 | 12.7981 | Austria | AT | AUT | Salzburg | minor | 9762 | 1040352901
Zell im Wiesental, Baden-Württemberg, Germany | Zell im Wiesental | Zell im Wiesental | 47.7069 | 7.8514 | Germany | DE | DEU | Baden-Württemberg |  | 6325 | 1276966044
Zella-Mehlis, Thuringia, Germany | Zella-Mehlis | Zella-Mehlis | 50.6597 | 10.6669 | Germany | DE | DEU | Thuringia |  | 12863 | 1276496702
Zeltweg, Steiermark, Austria | Zeltweg | Zeltweg | 47.1906 | 14.7511 | Austria | AT | AUT | Steiermark |  | 7212 | 1040000110
Zemio, Haut-Mbomou, Central African Republic | Zemio | Zemio | 5.0337 | 25.1333 | Central African Republic | CF | CAF | Haut-Mbomou |  | 20000 | 1140178462
Zemlya Bunge, Sakha (Yakutiya), Russia | Zemlya Bunge | Zemlya Bunge | 74.8983 | 142.105 | Russia | RU | RUS | Sakha (Yakutiya) |  | 10 | 1643720805
Zempoala, Hidalgo, Mexico | Zempoala | Zempoala | 19.9167 | -98.6667 | Mexico | MX | MEX | Hidalgo | minor | 27333 | 1484524155
Zemun, Beograd, Serbia | Zemun | Zemun | 44.85 | 20.4 | Serbia | RS | SRB | Beograd | minor | 161596 | 1688453076
Zenica, Bosnia and Herzegovina, Federation of, Bosnia And Herzegovina | Zenica | Zenica | 44.2039 | 17.9078 | Bosnia And Herzegovina | BA | BIH | Bosnia and Herzegovina, Federation of | minor | 70553 | 1070047832
Zentsujichó, Kagawa, Japan | Zentsujichó | Zentsujicho | 34.2283 | 133.7872 | Japan | JP | JPN | Kagawa |  | 32073 | 1392897802
Žepče, Bosnia and Herzegovina, Federation of, Bosnia And Herzegovina | Žepče | Zepce | 44.4333 | 18.0333 | Bosnia And Herzegovina | BA | BIH | Bosnia and Herzegovina, Federation of | minor | 31582 | 1070466847
Zephyrhills, Florida, United States | Zephyrhills | Zephyrhills | 28.2408 | -82.1796 | United States | US | USA | Florida |  | 82476 | 1840015968
Zephyrhills South, Florida, United States | Zephyrhills South | Zephyrhills South | 28.2152 | -82.1886 | United States | US | USA | Florida |  | 5163 | 1840073858
Zephyrhills West, Florida, United States | Zephyrhills West | Zephyrhills West | 28.2311 | -82.2052 | United States | US | USA | Florida |  | 5281 | 1840035801
Zerbst, Saxony-Anhalt, Germany | Zerbst | Zerbst | 51.9681 | 12.0844 | Germany | DE | DEU | Saxony-Anhalt |  | 21657 | 1276007718
Zərdab, Zərdab, Azerbaijan | Zərdab | Zardab | 40.2111 | 47.7108 | Azerbaijan | AZ | AZE | Zərdab | admin | 8450 | 1031852579
Zermatt, Valais, Switzerland | Zermatt | Zermatt | 46.0193 | 7.7461 | Switzerland | CH | CHE | Valais |  | 5643 | 1756628768
Zernograd, Rostovskaya Oblast’, Russia | Zernograd | Zernograd | 46.85 | 40.3 | Russia | RU | RUS | Rostovskaya Oblast’ | minor | 24561 | 1643009335
Žetale, Žetale, Slovenia | Žetale | Zetale | 46.275 | 15.7939 | Slovenia | SI | SVN | Žetale | admin |  | 1705941695
Zeulenroda, Thuringia, Germany | Zeulenroda | Zeulenroda | 50.6333 | 11.9667 | Germany | DE | DEU | Thuringia |  | 16487 | 1276933669
Zeven, Lower Saxony, Germany | Zeven | Zeven | 53.2969 | 9.2789 | Germany | DE | DEU | Lower Saxony |  | 13809 | 1276616913
Zeya, Amurskaya Oblast’, Russia | Zeya | Zeya | 53.7333 | 127.25 | Russia | RU | RUS | Amurskaya Oblast’ |  | 23270 | 1643518761
Zgornja Kungota, Kungota, Slovenia | Zgornja Kungota | Zgornja Kungota | 46.6392 | 15.6156 | Slovenia | SI | SVN | Kungota | admin |  | 1705104301
Zgornje Gorje, Gorje, Slovenia | Zgornje Gorje | Zgornje Gorje | 46.3833 | 14.0833 | Slovenia | SI | SVN | Gorje | admin |  | 1705342044
Zgornje Jezersko, Jezersko, Slovenia | Zgornje Jezersko | Zgornje Jezersko | 46.3833 | 14.4667 | Slovenia | SI | SVN | Jezersko | admin |  | 1705991236
Zgorzelec, Dolnośląskie, Poland | Zgorzelec | Zgorzelec | 51.1528 | 15 | Poland | PL | POL | Dolnośląskie | minor | 31359 | 1616207310
Zhabinka, Brestskaya Voblasts’, Belarus | Zhabinka | Zhabinka | 52.2006 | 24.0233 | Belarus | BY | BLR | Brestskaya Voblasts’ | minor | 14000 | 1112259690
Zhaltyr, Aqmola, Kazakhstan | Zhaltyr | Zhaltyr | 51.6324 | 69.8328 | Kazakhstan | KZ | KAZ | Aqmola |  | 694 | 1398809487
Zhangaözen, Mangghystaū, Kazakhstan | Zhangaözen | Zhangaozen | 43.3004 | 52.8 | Kazakhstan | KZ | KAZ | Mangghystaū |  | 8895 | 1398274968
Zhanggu, Sichuan, China | Zhanggu | Zhanggu | 30.9504 | 101.9167 | China | CN | CHN | Sichuan | minor | 70000 | 1156031323
Zhangjiajie, Hunan, China | Zhangjiajie | Zhangjiajie | 29.1255 | 110.4844 | China | CN | CHN | Hunan | minor | 1486000 | 1156072884
Zhangjiakou, Hebei, China | Zhangjiakou | Zhangjiakou | 40.8108 | 114.8811 | China | CN | CHN | Hebei |  | 4345491 | 1156800221
Zhangjiakou Shi Xuanhua Qu, Hebei, China | Zhangjiakou Shi Xuanhua Qu | Zhangjiakou Shi Xuanhua Qu | 40.5944 | 115.0243 | China | CN | CHN | Hebei | minor | 409745 | 1156240430
Zhangping, Fujian, China | Zhangping | Zhangping | 25.2938 | 117.4148 | China | CN | CHN | Fujian | minor | 242000 | 1156352113
Zhangshu, Jiangxi, China | Zhangshu | Zhangshu | 28.0667 | 115.5375 | China | CN | CHN | Jiangxi |  | 610424 | 1156996913
Zhangye, Gansu, China | Zhangye | Zhangye | 38.9355 | 100.4553 | China | CN | CHN | Gansu | minor | 1270000 | 1156180353
Zhangzhou, Fujian, China | Zhangzhou | Zhangzhou | 24.5093 | 117.6612 | China | CN | CHN | Fujian | minor | 5140000 | 1156241637
Zhänibek, Batys Qazaqstan, Kazakhstan | Zhänibek | Zhanibek | 49.4276 | 46.8772 | Kazakhstan | KZ | KAZ | Batys Qazaqstan |  | 8212 | 1398255562
Zhanjiang, Guangdong, China | Zhanjiang | Zhanjiang | 21.1967 | 110.4031 | China | CN | CHN | Guangdong | minor | 6900000 | 1156502170
Zhaodong, Heilongjiang, China | Zhaodong | Zhaodong | 46.0635 | 125.9773 | China | CN | CHN | Heilongjiang | minor | 980000 | 1156601489
Zhaoqing, Guangdong, China | Zhaoqing | Zhaoqing | 23.047 | 112.465 | China | CN | CHN | Guangdong | minor | 4151700 | 1156170144
Zhaotong, Yunnan, China | Zhaotong | Zhaotong | 27.3328 | 103.7144 | China | CN | CHN | Yunnan |  | 5213521 | 1156924687
Zharkent, Almaty, Kazakhstan | Zharkent | Zharkent | 44.1667 | 80.0067 | Kazakhstan | KZ | KAZ | Almaty |  | 43430 | 1398507500
Zhashkiv, Cherkas’ka Oblast’, Ukraine | Zhashkiv | Zhashkiv | 49.25 | 30.1 | Ukraine | UA | UKR | Cherkas’ka Oblast’ | minor | 13853 | 1804691013
Zheleznogorsk, Kurskaya Oblast’, Russia | Zheleznogorsk | Zheleznogorsk | 52.3333 | 35.3667 | Russia | RU | RUS | Kurskaya Oblast’ |  | 100740 | 1643006066
Zheleznogorsk, Krasnoyarskiy Kray, Russia | Zheleznogorsk | Zheleznogorsk | 56.25 | 93.5333 | Russia | RU | RUS | Krasnoyarskiy Kray |  | 83857 | 1643824002
Zheleznogorsk-Ilimskiy, Irkutskaya Oblast’, Russia | Zheleznogorsk-Ilimskiy | Zheleznogorsk-Ilimskiy | 56.5833 | 104.1167 | Russia | RU | RUS | Irkutskaya Oblast’ |  | 23643 | 1643429689
Zheleznovodsk, Stavropol’skiy Kray, Russia | Zheleznovodsk | Zheleznovodsk | 44.1333 | 43.0333 | Russia | RU | RUS | Stavropol’skiy Kray |  | 24768 | 1643181159
Zhemgang, Zhemgang, Bhutan | Zhemgang | Zhemgang | 27.2169 | 90.6579 | Bhutan | BT | BTN | Zhemgang | admin |  | 1064512651
Zhengjiatun, Jilin, China | Zhengjiatun | Zhengjiatun | 43.513 | 123.5003 | China | CN | CHN | Jilin |  | 419529 | 1156759747
Zhengzhou, Henan, China | Zhengzhou | Zhengzhou | 34.7492 | 113.6605 | China | CN | CHN | Henan | admin | 7005000 | 1156183137
Zhenjiang, Jiangsu, China | Zhenjiang | Zhenjiang | 32.2109 | 119.4551 | China | CN | CHN | Jiangsu | minor | 3113384 | 1156934125
Zhenzhou, Jiangsu, China | Zhenzhou | Zhenzhou | 32.2739 | 119.1619 | China | CN | CHN | Jiangsu | minor | 564021 | 1156634387
Zherdevka, Tambovskaya Oblast’, Russia | Zherdevka | Zherdevka | 51.8333 | 41.4667 | Russia | RU | RUS | Tambovskaya Oblast’ |  | 14214 | 1643603288
Zhetisay, Ongtüstik Qazaqstan, Kazakhstan | Zhetisay | Zhetisay | 40.7753 | 68.3272 | Kazakhstan | KZ | KAZ | Ongtüstik Qazaqstan |  | 36494 | 1398994827
Zhezqazghan, Qaraghandy, Kazakhstan | Zhezqazghan | Zhezqazghan | 47.7833 | 67.7 | Kazakhstan | KZ | KAZ | Qaraghandy |  | 86227 | 1398121545
Zhigansk, Sakha (Yakutiya), Russia | Zhigansk | Zhigansk | 66.7697 | 123.3711 | Russia | RU | RUS | Sakha (Yakutiya) |  | 3237 | 1643742366
Zhigulevsk, Samarskaya Oblast’, Russia | Zhigulevsk | Zhigulevsk | 53.4 | 49.5 | Russia | RU | RUS | Samarskaya Oblast’ |  | 53407 | 1643351936
Zhijiang, Hubei, China | Zhijiang | Zhijiang | 30.4271 | 111.7506 | China | CN | CHN | Hubei |  | 495995 | 1156769646
Zhijiang, Hunan, China | Zhijiang | Zhijiang | 27.4409 | 109.678 | China | CN | CHN | Hunan | minor | 113907 | 1156128936
Zhilinda, Sakha (Yakutiya), Russia | Zhilinda | Zhilinda | 70.1337 | 114 | Russia | RU | RUS | Sakha (Yakutiya) |  | 10 | 1643497497
Zhirnovsk, Volgogradskaya Oblast’, Russia | Zhirnovsk | Zhirnovsk | 50.9833 | 44.7667 | Russia | RU | RUS | Volgogradskaya Oblast’ |  | 15680 | 1643137846
Zhitiqara, Qostanay, Kazakhstan | Zhitiqara | Zhitiqara | 52.1902 | 61.1989 | Kazakhstan | KZ | KAZ | Qostanay |  | 33587 | 1398276170
Zhizdra, Kaluzhskaya Oblast’, Russia | Zhizdra | Zhizdra | 53.7503 | 34.7361 | Russia | RU | RUS | Kaluzhskaya Oblast’ |  | 5461 | 1643776159
Zhlobin, Homyel’skaya Voblasts’, Belarus | Zhlobin | Zhlobin | 52.9 | 30.0333 | Belarus | BY | BLR | Homyel’skaya Voblasts’ | minor | 77600 | 1112494264
Zhmerynka, Vinnyts’ka Oblast’, Ukraine | Zhmerynka | Zhmerynka | 49.0425 | 28.0992 | Ukraine | UA | UKR | Vinnyts’ka Oblast’ | minor | 34537 | 1804771070
Zhob, Balochistān, Pakistan | Zhob | Zhob | 31.3417 | 69.4486 | Pakistan | PK | PAK | Balochistān | minor | 88356 | 1586969046
Zholymbet, Aqmola, Kazakhstan | Zholymbet | Zholymbet | 51.7502 | 71.7099 | Kazakhstan | KZ | KAZ | Aqmola |  | 6876 | 1398035914
Zhongba, Sichuan, China | Zhongba | Zhongba | 31.7761 | 104.7406 | China | CN | CHN | Sichuan | minor | 762140 | 1156515985
Zhongli, Taoyuan, Taiwan | Zhongli | Zhongli | 24.965 | 121.2168 | Taiwan | TW | TWN | Taoyuan |  | 1632616 | 1158025380
Zhongshan, Guangdong, China | Zhongshan | Zhongshan | 22.5333 | 113.35 | China | CN | CHN | Guangdong | minor | 3121275 | 1156579621
Zhongshu, Guizhou, China | Zhongshu | Zhongshu | 27.8116 | 106.4133 | China | CN | CHN | Guizhou |  | 679624 | 1156658422
Zhongwei, Ningxia, China | Zhongwei | Zhongwei | 37.5139 | 105.1884 | China | CN | CHN | Ningxia | minor | 1046000 | 1156956616
Zhongxiang, Hubei, China | Zhongxiang | Zhongxiang | 31.169 | 112.5853 | China | CN | CHN | Hubei |  | 1022514 | 1156631720
Zhosaly, Qyzylorda, Kazakhstan | Zhosaly | Zhosaly | 45.4877 | 64.078 | Kazakhstan | KZ | KAZ | Qyzylorda |  | 20065 | 1398510696
Zhoukou, Henan, China | Zhoukou | Zhoukou | 33.625 | 114.6418 | China | CN | CHN | Henan | minor | 9901000 | 1156272098
Zhoushan, Zhejiang, China | Zhoushan | Zhoushan | 30.0162 | 122.0988 | China | CN | CHN | Zhejiang | minor | 1121261 | 1156200283
Zhovkva, L’vivs’ka Oblast’, Ukraine | Zhovkva | Zhovkva | 50.0667 | 23.9667 | Ukraine | UA | UKR | L’vivs’ka Oblast’ | minor | 13834 | 1804176070
Zhovti Vody, Dnipropetrovs’ka Oblast’, Ukraine | Zhovti Vody | Zhovti Vody | 48.35 | 33.5167 | Ukraine | UA | UKR | Dnipropetrovs’ka Oblast’ |  | 44766 | 1804788479
Zhuanghe, Liaoning, China | Zhuanghe | Zhuanghe | 39.6896 | 122.9664 | China | CN | CHN | Liaoning |  | 905852 | 1156410076
Zhuangyuan, Shandong, China | Zhuangyuan | Zhuangyuan | 37.3 | 120.8333 | China | CN | CHN | Shandong | minor | 626683 | 1156263400
Zhubei, Hsinchu, Taiwan | Zhubei | Zhubei | 24.8333 | 121.0119 | Taiwan | TW | TWN | Hsinchu | admin | 200000 | 1158417233
Zhugang, Zhejiang, China | Zhugang | Zhugang | 28.1277 | 121.2288 | China | CN | CHN | Zhejiang | minor | 616346 | 1156077330
Zhuhai, Guangdong, China | Zhuhai | Zhuhai | 22.2769 | 113.5678 | China | CN | CHN | Guangdong | minor | 1562000 | 1156722242
Zhuji, Zhejiang, China | Zhuji | Zhuji | 29.7169 | 120.2314 | China | CN | CHN | Zhejiang | minor | 1157938 | 1156504227
Zhukovka, Bryanskaya Oblast’, Russia | Zhukovka | Zhukovka | 53.5339 | 33.7281 | Russia | RU | RUS | Bryanskaya Oblast’ |  | 16878 | 1643737188
Zhukovo, Kaluzhskaya Oblast’, Russia | Zhukovo | Zhukovo | 55.0333 | 36.75 | Russia | RU | RUS | Kaluzhskaya Oblast’ |  | 13576 | 1643886560
Zhukovskiy, Moskovskaya Oblast’, Russia | Zhukovskiy | Zhukovskiy | 55.6011 | 38.1161 | Russia | RU | RUS | Moskovskaya Oblast’ |  | 107994 | 1643012071
Zhumadian, Henan, China | Zhumadian | Zhumadian | 32.9773 | 114.0253 | China | CN | CHN | Henan |  | 7640000 | 1156184822
Zhuozhou, Hebei, China | Zhuozhou | Zhuozhou | 39.4887 | 115.9918 | China | CN | CHN | Hebei |  | 603535 | 1156045160
Zhur, Prizren, Kosovo | Zhur | Zhur | 42.1639 | 20.6211 | Kosovo | XK | XKS | Prizren |  | 5909 | 1901520274
Zhushan, Nantou, Taiwan | Zhushan | Zhushan | 23.6889 | 120.7289 | Taiwan | TW | TWN | Nantou |  | 54870 | 1158343390
Zhuzhou, Hunan, China | Zhuzhou | Zhuzhou | 27.8407 | 113.1469 | China | CN | CHN | Hunan | minor | 3855609 | 1156041962
Zhydachiv, L’vivs’ka Oblast’, Ukraine | Zhydachiv | Zhydachiv | 49.3833 | 24.1333 | Ukraine | UA | UKR | L’vivs’ka Oblast’ | minor | 10962 | 1804137545
Zhytomyr, Zhytomyrs’ka Oblast’, Ukraine | Zhytomyr | Zhytomyr | 50.2544 | 28.6578 | Ukraine | UA | UKR | Zhytomyrs’ka Oblast’ | admin | 266936 | 1804540656
Žiar nad Hronom, Banskobystrický, Slovakia | Žiar nad Hronom | Ziar nad Hronom | 48.5919 | 18.8533 | Slovakia | SK | SVK | Banskobystrický | minor | 19188 | 1703196559
Zibo, Shandong, China | Zibo | Zibo | 36.7831 | 118.0497 | China | CN | CHN | Shandong |  | 4530597 | 1156381094
Ziębice, Dolnośląskie, Poland | Ziębice | Ziebice | 50.6 | 17.0444 | Poland | PL | POL | Dolnośląskie |  | 9154 | 1616161642
Zielona Góra, Lubuskie, Poland | Zielona Góra | Zielona Gora | 51.9397 | 15.505 | Poland | PL | POL | Lubuskie | admin | 139330 | 1616050904
Zierenberg, Hesse, Germany | Zierenberg | Zierenberg | 51.3667 | 9.3 | Germany | DE | DEU | Hesse |  | 6592 | 1276833722
Ziftá, Al Gharbīyah, Egypt | Ziftá | Zifta | 30.7119 | 31.2394 | Egypt | EG | EGY | Al Gharbīyah |  | 93740 | 1818759149
Zigong, Sichuan, China | Zigong | Zigong | 29.3498 | 104.7645 | China | CN | CHN | Sichuan |  | 2800000 | 1156023354
Ziguinchor, Ziguinchor, Senegal | Ziguinchor | Ziguinchor | 12.5833 | -16.2667 | Senegal | SN | SEN | Ziguinchor | admin | 205294 | 1686273643
Zihuatanejo, Guerrero, Mexico | Zihuatanejo | Zihuatanejo | 17.6444 | -101.5511 | Mexico | MX | MEX | Guerrero | minor | 104609 | 1484489217
Zijinglu, Henan, China | Zijinglu | Zijinglu | 34.7513 | 112.9854 | China | CN | CHN | Henan | minor | 807857 | 1156086381
Žilina, Žilinský, Slovakia | Žilina | Zilina | 49.2167 | 18.7333 | Slovakia | SK | SVK | Žilinský | admin | 82704 | 1703289183
Zillah, Al Jufrah, Libya | Zillah | Zillah | 28.5504 | 17.5834 | Libya | LY | LBY | Al Jufrah |  | 10 | 1434245699
Zilupe, Zilupes Novads, Latvia | Zilupe | Zilupe | 56.3856 | 28.1225 | Latvia | LV | LVA | Zilupes Novads | admin | 1469 | 1428917349
Zima, Irkutskaya Oblast’, Russia | Zima | Zima | 53.9167 | 102.05 | Russia | RU | RUS | Irkutskaya Oblast’ |  | 30988 | 1643510813
Zimapan, Hidalgo, Mexico | Zimapan | Zimapan | 20.7333 | -99.3833 | Mexico | MX | MEX | Hidalgo |  | 34476 | 1484785009
Zimmerman, Minnesota, United States | Zimmerman | Zimmerman | 45.4416 | -93.5981 | United States | US | USA | Minnesota |  | 9300 | 1840009993
Zimnicea, Teleorman, Romania | Zimnicea | Zimnicea | 43.6539 | 25.365 | Romania | RO | ROU | Teleorman |  | 14058 | 1642900319
Zin’kiv, Poltavs’ka Oblast’, Ukraine | Zin’kiv | Zin'kiv | 50.2081 | 34.3668 | Ukraine | UA | UKR | Poltavs’ka Oblast’ | minor | 9856 | 1804890384
Zinacantán, Chiapas, Mexico | Zinacantán | Zinacantan | 16.7597 | -92.7222 | Mexico | MX | MEX | Chiapas | minor | 36489 | 1484308293
Zinacantepec, México, Mexico | Zinacantepec | Zinacantepec | 19.2833 | -99.7333 | Mexico | MX | MEX | México | minor | 136167 | 1484976252
Zinder, Zinder, Niger | Zinder | Zinder | 13.8 | 8.9833 | Niger | NE | NER | Zinder | admin | 322935 | 1562758258
Ziniaré, Plateau-Central, Burkina Faso | Ziniaré | Ziniare | 12.577 | -1.293 | Burkina Faso | BF | BFA | Plateau-Central | admin | 12703 | 1854052758
Zinjibār, Abyan, Yemen | Zinjibār | Zinjibar | 13.1283 | 45.3803 | Yemen | YE | YEM | Abyan | admin | 70801 | 1887645956
Zion, Illinois, United States | Zion | Zion | 42.4598 | -87.8509 | United States | US | USA | Illinois |  | 23487 | 1840010114
Zionsville, Indiana, United States | Zionsville | Zionsville | 39.9897 | -86.3182 | United States | US | USA | Indiana |  | 28357 | 1840010515
Zirc, Veszprém, Hungary | Zirc | Zirc | 47.2633 | 17.8725 | Hungary | HU | HUN | Veszprém | minor | 6805 | 1348793365
Žiri, Žiri, Slovenia | Žiri | Ziri | 46.046 | 14.1083 | Slovenia | SI | SVN | Žiri | admin |  | 1705440220
Zirndorf, Bavaria, Germany | Zirndorf | Zirndorf | 49.45 | 10.95 | Germany | DE | DEU | Bavaria |  | 25596 | 1276906291
Žirovnica, Žirovnica, Slovenia | Žirovnica | Zirovnica | 46.4047 | 14.14 | Slovenia | SI | SVN | Žirovnica | admin |  | 1705602636
Zistersdorf, Niederösterreich, Austria | Zistersdorf | Zistersdorf | 48.5167 | 16.75 | Austria | AT | AUT | Niederösterreich |  | 5391 | 1040605021
Žitište, Žitište, Serbia | Žitište | Zitiste | 45.485 | 20.5497 | Serbia | RS | SRB | Žitište | admin |  | 1688363591
Žitorađa, Žitorađa, Serbia | Žitorađa | Zitorada | 43.1833 | 21.7167 | Serbia | RS | SRB | Žitorađa | admin |  | 1688262057
Zittau, Saxony, Germany | Zittau | Zittau | 50.8961 | 14.8072 | Germany | DE | DEU | Saxony |  | 25381 | 1276061456
Zlaté Moravce, Nitriansky, Slovakia | Zlaté Moravce | Zlate Moravce | 48.3781 | 18.3964 | Slovakia | SK | SVK | Nitriansky | minor | 11583 | 1703464744
Zlatitsa, Sofia, Bulgaria | Zlatitsa | Zlatitsa | 42.715 | 24.1389 | Bulgaria | BG | BGR | Sofia |  | 5139 | 1100696383
Zlatna, Alba, Romania | Zlatna | Zlatna | 46.1589 | 23.2211 | Romania | RO | ROU | Alba |  | 7490 | 1642768857
Zlatograd, Smolyan, Bulgaria | Zlatograd | Zlatograd | 41.3797 | 25.0928 | Bulgaria | BG | BGR | Smolyan | minor | 7623 | 1100099994
Zlatoust, Chelyabinskaya Oblast’, Russia | Zlatoust | Zlatoust | 55.1667 | 59.6667 | Russia | RU | RUS | Chelyabinskaya Oblast’ |  | 167978 | 1643000102
Zlín, Zlínský Kraj, Czechia | Zlín | Zlin | 49.2331 | 17.6669 | Czechia | CZ | CZE | Zlínský Kraj | admin | 74935 | 1203582141
Złotoryja, Dolnośląskie, Poland | Złotoryja | Zlotoryja | 51.1264 | 15.9198 | Poland | PL | POL | Dolnośląskie | minor | 16479 | 1616742834
Zlynka, Bryanskaya Oblast’, Russia | Zlynka | Zlynka | 52.4333 | 31.7333 | Russia | RU | RUS | Bryanskaya Oblast’ |  | 5369 | 1643497999
Zmeinogorsk, Altayskiy Kray, Russia | Zmeinogorsk | Zmeinogorsk | 51.158 | 82.1874 | Russia | RU | RUS | Altayskiy Kray |  | 10533 | 1643913373
Zmiiv, Kharkivs’ka Oblast’, Ukraine | Zmiiv | Zmiiv | 49.6878 | 36.3558 | Ukraine | UA | UKR | Kharkivs’ka Oblast’ | minor | 17063 | 1804969427
Znam”yanka, Kirovohrads’ka Oblast’, Ukraine | Znam”yanka | Znam'yanka | 48.7136 | 32.6733 | Ukraine | UA | UKR | Kirovohrads’ka Oblast’ | minor | 22936 | 1804158323
Znojmo, Jihomoravský Kraj, Czechia | Znojmo | Znojmo | 48.8555 | 16.0488 | Czechia | CZ | CZE | Jihomoravský Kraj |  | 33765 | 1203362507
Zofingen, Aargau, Switzerland | Zofingen | Zofingen | 47.2884 | 7.9475 | Switzerland | CH | CHE | Aargau |  | 11655 | 1756295445
Zollikon, Zürich, Switzerland | Zollikon | Zollikon | 47.3422 | 8.5783 | Switzerland | CH | CHE | Zürich |  | 13008 | 1756438023
Zolochiv, L’vivs’ka Oblast’, Ukraine | Zolochiv | Zolochiv | 49.8075 | 24.9031 | Ukraine | UA | UKR | L’vivs’ka Oblast’ | minor | 24059 | 1804914979
Zolote, Luhans’ka Oblast’, Ukraine | Zolote | Zolote | 48.6833 | 38.5167 | Ukraine | UA | UKR | Luhans’ka Oblast’ |  | 14376 | 1804231300
Zolotonosha, Cherkas’ka Oblast’, Ukraine | Zolotonosha | Zolotonosha | 49.6833 | 32.0333 | Ukraine | UA | UKR | Cherkas’ka Oblast’ | minor | 27847 | 1804210857
Zomba, Zomba, Malawi | Zomba | Zomba | -15.3833 | 35.3333 | Malawi | MW | MWI | Zomba | admin | 101140 | 1454072947
Zombo, Zombo, Uganda | Zombo | Zombo | 2.5135 | 30.9091 | Uganda | UG | UGA | Zombo | admin |  | 1800293674
Zongo, Sud-Ubangi, Congo (Kinshasa) | Zongo | Zongo | 4.35 | 18.6 | Congo (Kinshasa) | CD | COD | Sud-Ubangi |  | 17667 | 1180165321
Zongolica, Veracruz, Mexico | Zongolica | Zongolica | 18.6642 | -97.0011 | Mexico | MX | MEX | Veracruz | minor | 43871 | 1484604711
Zonguldak, Zonguldak, Turkey | Zonguldak | Zonguldak | 41.4304 | 31.78 | Turkey | TR | TUR | Zonguldak | admin | 156918 | 1792410633
Zörbig, Saxony-Anhalt, Germany | Zörbig | Zorbig | 51.6167 | 12.1167 | Germany | DE | DEU | Saxony-Anhalt |  | 9216 | 1276066607
Zorgo, Plateau-Central, Burkina Faso | Zorgo | Zorgo | 12.243 | -0.611 | Burkina Faso | BF | BFA | Plateau-Central | minor | 23892 | 1854077108
Zorra, Ontario, Canada | Zorra | Zorra | 43.15 | -80.95 | Canada | CA | CAN | Ontario |  | 8138 | 1124000608
Zossen, Brandenburg, Germany | Zossen | Zossen | 52.2167 | 13.4497 | Germany | DE | DEU | Brandenburg |  | 19403 | 1276905478
Zouar, Tibesti, Chad | Zouar | Zouar | 20.45 | 16.5167 | Chad | TD | TCD | Tibesti |  | 6432 | 1148690803
Zouerate, Tiris Zemmour, Mauritania | Zouerate | Zouerate | 22.7344 | -12.4725 | Mauritania | MR | MRT | Tiris Zemmour | admin | 56345 | 1478799785
Zouping, Shandong, China | Zouping | Zouping | 36.8625 | 117.7424 | China | CN | CHN | Shandong |  | 726722 | 1156817518
Zoutleeuw, Flanders, Belgium | Zoutleeuw | Zoutleeuw | 50.8333 | 5.1036 | Belgium | BE | BEL | Flanders |  | 8498 | 1056468656
Zreče, Zreče, Slovenia | Zreče | Zrece | 46.3833 | 15.3667 | Slovenia | SI | SVN | Zreče | admin |  | 1705764665
Zrenjanin, Zrenjanin, Serbia | Zrenjanin | Zrenjanin | 45.3778 | 20.3861 | Serbia | RS | SRB | Zrenjanin | admin | 76511 | 1688827840
Zrnovci, Zrnovci, Macedonia | Zrnovci | Zrnovci | 41.8542 | 22.4444 | Macedonia | MK | MKD | Zrnovci | admin |  | 1807046032
Zsámbék, Pest, Hungary | Zsámbék | Zsambek | 47.5483 | 18.7186 | Hungary | HU | HUN | Pest |  | 5569 | 1348335976
Zschopau, Saxony, Germany | Zschopau | Zschopau | 50.75 | 13.0667 | Germany | DE | DEU | Saxony |  | 9214 | 1276308597
Zubin Potok, Zubin Potok, Kosovo | Zubin Potok | Zubin Potok | 42.9167 | 20.6833 | Kosovo | XK | XKS | Zubin Potok | admin | 15200 | 1901608808
Zubří, Zlínský Kraj, Czechia | Zubří | Zubri | 49.466 | 18.0925 | Czechia | CZ | CZE | Zlínský Kraj |  | 5547 | 1203980349
Zubtsov, Tverskaya Oblast’, Russia | Zubtsov | Zubtsov | 56.1667 | 34.5833 | Russia | RU | RUS | Tverskaya Oblast’ |  | 6300 | 1643790140
Zug, Zug, Switzerland | Zug | Zug | 47.1692 | 8.5164 | Switzerland | CH | CHE | Zug | admin | 30542 | 1756703208
Zugdidi, Samegrelo-Zemo Svaneti, Georgia | Zugdidi | Zugdidi | 42.5083 | 41.8667 | Georgia | GE | GEO | Samegrelo-Zemo Svaneti | admin | 42998 | 1268300325
Zülpich, North Rhine-Westphalia, Germany | Zülpich | Zulpich | 50.7 | 6.65 | Germany | DE | DEU | North Rhine-Westphalia |  | 20174 | 1276675318
Zumpango, México, Mexico | Zumpango | Zumpango | 19.7969 | -99.0992 | Mexico | MX | MEX | México | minor | 50742 | 1484625824
Zumpango del Río, Guerrero, Mexico | Zumpango del Río | Zumpango del Rio | 17.65 | -99.5 | Mexico | MX | MEX | Guerrero | minor | 24719 | 1484750477
Zunhua, Hebei, China | Zunhua | Zunhua | 40.1881 | 117.9593 | China | CN | CHN | Hebei | minor | 737011 | 1156756935
Zuni Pueblo, New Mexico, United States | Zuni Pueblo | Zuni Pueblo | 35.0708 | -108.8484 | United States | US | USA | New Mexico |  | 7590 | 1840019095
Zunyi, Guizhou, China | Zunyi | Zunyi | 27.705 | 106.9336 | China | CN | CHN | Guizhou |  | 6127009 | 1156539782
Županja, Vukovarsko-Srijemska Županija, Croatia | Županja | Zupanja | 45.0667 | 18.7 | Croatia | HR | HRV | Vukovarsko-Srijemska Županija | minor | 12090 | 1191054836
Zürich, Zürich, Switzerland | Zürich | Zurich | 47.3786 | 8.54 | Switzerland | CH | CHE | Zürich | admin | 434008 | 1756539143
Żurrieq, Żurrieq, Malta | Żurrieq | Zurrieq | 35.8311 | 14.4742 | Malta | MT | MLT | Żurrieq | admin |  | 1470331348
Zushi, Kanagawa, Japan | Zushi | Zushi | 35.2956 | 139.5803 | Japan | JP | JPN | Kanagawa |  | 56936 | 1392442008
Zuwārah, An Nuqāţ al Khams, Libya | Zuwārah | Zuwarah | 32.9333 | 12.0833 | Libya | LY | LBY | An Nuqāţ al Khams | admin | 80310 | 1434206265
Zuyevka, Kirovskaya Oblast’, Russia | Zuyevka | Zuyevka | 58.4033 | 51.1304 | Russia | RU | RUS | Kirovskaya Oblast’ |  | 10447 | 1643984570
Žužemberk, Žužemberk, Slovenia | Žužemberk | Zuzemberk | 45.8339 | 14.9292 | Slovenia | SI | SVN | Žužemberk | admin |  | 1705027920
Zveçan, Zveçan, Kosovo | Zveçan | Zvecan | 42.9 | 20.8333 | Kosovo | XK | XKS | Zveçan | admin | 16650 | 1901208362
Zvenigorod, Moskovskaya Oblast’, Russia | Zvenigorod | Zvenigorod | 55.7333 | 36.85 | Russia | RU | RUS | Moskovskaya Oblast’ |  | 22513 | 1643823915
Zvenigovo, Mariy-El, Russia | Zvenigovo | Zvenigovo | 55.9667 | 48.0167 | Russia | RU | RUS | Mariy-El |  | 11504 | 1643775497
Zvenyhorodka, Cherkas’ka Oblast’, Ukraine | Zvenyhorodka | Zvenyhorodka | 49.0833 | 30.9667 | Ukraine | UA | UKR | Cherkas’ka Oblast’ | minor | 17078 | 1804045250
Zverevo, Rostovskaya Oblast’, Russia | Zverevo | Zverevo | 48.02 | 40.12 | Russia | RU | RUS | Rostovskaya Oblast’ |  | 19456 | 1643130170
Zvëzdnyy, Chukotskiy Avtonomnyy Okrug, Russia | Zvëzdnyy | Zvezdnyy | 70.9566 | -179.59 | Russia | RU | RUS | Chukotskiy Avtonomnyy Okrug |  | 10 | 1643877771
Zvishavane, Masvingo, Zimbabwe | Zvishavane | Zvishavane | -20.3296 | 30.05 | Zimbabwe | ZW | ZWE | Masvingo |  | 35896 | 1716895095
Zvolen, Banskobystrický, Slovakia | Zvolen | Zvolen | 48.5831 | 19.1331 | Slovakia | SK | SVK | Banskobystrický | minor | 42476 | 1703102070
Zvornik, Srpska, Republika, Bosnia And Herzegovina | Zvornik | Zvornik | 44.3833 | 19.1 | Bosnia And Herzegovina | BA | BIH | Srpska, Republika | minor | 63686 | 1070289722
Zwedru, Grand Gedeh, Liberia | Zwedru | Zwedru | 6.0704 | -8.13 | Liberia | LR | LBR | Grand Gedeh | admin | 25678 | 1430130578
Zweibrücken, Rhineland-Palatinate, Germany | Zweibrücken | Zweibrucken | 49.2494 | 7.3608 | Germany | DE | DEU | Rhineland-Palatinate | minor | 34209 | 1276900149
Zwenkau, Saxony, Germany | Zwenkau | Zwenkau | 51.2175 | 12.3242 | Germany | DE | DEU | Saxony |  | 9274 | 1276888789
Zwettl, Niederösterreich, Austria | Zwettl | Zwettl | 48.6033 | 15.1689 | Austria | AT | AUT | Niederösterreich | minor | 10908 | 1040676174
Zwickau, Saxony, Germany | Zwickau | Zwickau | 50.7189 | 12.4961 | Germany | DE | DEU | Saxony | minor | 89540 | 1276683623
Zwiesel, Bavaria, Germany | Zwiesel | Zwiesel | 49.0167 | 13.2333 | Germany | DE | DEU | Bavaria |  | 9421 | 1276620797
Zwingenberg, Hesse, Germany | Zwingenberg | Zwingenberg | 49.7225 | 8.6139 | Germany | DE | DEU | Hesse |  | 7171 | 1276925635
Zwolle, Overijssel, Netherlands | Zwolle | Zwolle | 52.524 | 6.097 | Netherlands | NL | NLD | Overijssel | admin | 111805 | 1528690076
Zwönitz, Saxony, Germany | Zwönitz | Zwonitz | 50.6303 | 12.8133 | Germany | DE | DEU | Saxony |  | 11993 | 1276062398
Żychlin, Łódzkie, Poland | Żychlin | Zychlin | 52.2453 | 19.6236 | Poland | PL | POL | Łódzkie |  | 9021 | 1616508648
Zyryanka, Sakha (Yakutiya), Russia | Zyryanka | Zyryanka | 65.736 | 150.89 | Russia | RU | RUS | Sakha (Yakutiya) |  | 3627 | 1643201511
Zyryanovsk, Shyghys Qazaqstan, Kazakhstan | Zyryanovsk | Zyryanovsk | 49.7453 | 84.2548 | Kazakhstan | KZ | KAZ | Shyghys Qazaqstan |  | 49658 | 1398361284
Created using SimpleMaps:
simplemaps.com

## Site Travel (hidden)
| Road | Sea
Locally manufactured | 50
Nationally manufactured | 300
European manufactured | 1500
Globally manufactured | 200 | 10000